## FINAL EQ MASTER MALANG
| 05-IE |  |  | EQUIPMENT |  |  |  | FINAL TAG NO BY PTC | REVISIAN |  | HASIL DISKUSI PENENTUAN SECE/PCE DI BANDUNG
[12 empty] | EQTYP | DATSL | STTXU |  | SHTXT |  | BEGRU | EQART | BRGEW | GEWEI | INVNR | GROES | INBDT | ANSWT | WAERS | ANSDT | IWERK | INGRP | GEWRK | WERGW | RBNR | SWERK | STORT | BEBER | ABCKZ | EQFNR | BUKRS | ANLNR | ANLUN | KOSTL | PROID | TPLNR |  |  | TIDNR |  | HZEIN |  |  |  | SERGE |  | BAUJJ |  | LRPID | START_POINT | END_POINT | LINEAR_LENGTH | LINEAR_UNIT | ZZISGPS_X | ZZIEGPS_X | ZZISGPS_Y | ZZIEGPS_Y | ZZISGPS_Z | ZZIEGPS_Z | OFFSET1_TYPE | OFFSET1_TYPE | OFFSET1_UNIT | OFFSET2_TYPE | OFFSET2_TYPE | OFFSET2_UNIT
[6 empty] | 18 | [5 empty] | 1 | 8 | 2 |  | 40 | 18 | 4 | 10 | 17 | 3 | 25 | 18 | 8 | 17 | 4 | 17 | 4 | 3 | 8 | 4 | 4 | 4 | 10 | 3 | 1 | 30 | 4 | 12 | 4 | 10 | 24 | 30/40 | 18 | 4 | 25 | 18 | 45 | 30 | 20 | 30 | 30 | 2 | 4 | 2
NO | # | REGION | LOKASI | Request Type* | PROPOSED TAG NO MALANG | Equipment Tag No BY PTC | EQ MASTER TAG NO NEW REV.2 BY PTC | EQ MASTER TAG NO NEW REV.3 BY PTC |  | TAG NUMBER P&ID | SECE/PCE | Equipment Category* | Valid From | User Status | User Status2 | Description* | Class | Auth. Group | Object Type | Weight | UOM | Inventory No. | Size/ Dimension | Start-up Date | Acquisition Value | Currency | Acquisition Date | Planning Plant* | Planner Group* | Main Work Center* | Main Work Center Plant | Catalog Profile* | Maintenance Plant* | Location* | Plant Section* | Criticality* | Sort Field/ ATA | Company Code* | Main Asset Number | Sub Asset Number | Cost Center* | WBS Element | Functional Location* | Superior Equipment | Position | Technical Identification No. | Material | Manufacture Drawing No. | Manufacturer | Model/ Type | Manufacturer Part No. | Manufacturer Serial No. | Manufacturer Origin Country | Construction Year | Construction Month | Lin.Ref. Pattern | Start Point | End Point | Length | UoM2 | Start GPS X | End GPS X | Start GPS Y | End GPS Y | Start GPS Z | End GPS Z | Type Offset 1 | Offset | UoM3 | Type Offset 2 | Offset4 | UoM5 | sece ID | KETERANGAN REVISI | COI
1 | UPDATE-1 | REGION 5 | TBBM MALANG | C | 1303-TF-T01/00 | 1303-TFA-T01/00 | 1303-TFA-T01/00 | 1303-TFA-T01/00 | OK | TFA-T01 | PCE | N |  | 01 | PCE | TANK STORAGE NO.01 | SF_TANKI_TIMBUN | GROES: 344KL; IWERK: 1303; INGRP: 049; GEWRK: 1303-LJP; WERGW: 1303; RBNR: 0101; SWERK: 1303; STORT: F303-PPP; BEBER: F01; ABCKZ: V; BUKRS: 2222; KOSTL: 2222I55221; PROID: D43/XX/B6-1303/RT1/PPP; TPLNR: 1303 -TFA /TANK STORAGE NO 01 |  |  | TFA-T01 |  |  |  | CONE ROOF TANK |  |  | - | [21 empty] | 0227/SQ/ST/X/2023
2 | UPDATE-1 | REGION 5 | TBBM MALANG | C | 1303-T01-PRVI1/00 | 1303-T01-PRV01/00 | 1303-T01-PRV01/00 | 1303-T01-PRV01/00 | OK | T01-PRV01 | SECE | F |  | 01 | SECE | PRESS RELIEF VALVE INLET TANK T-01 | SF_PRV | GROES: 1.5X1.5IN-150RF; IWERK: 1303; INGRP: 049; GEWRK: 1303-LJP; WERGW: 1303; RBNR: 3602; SWERK: 1303; STORT: F303-PPP; BEBER: F01; ABCKZ: V; BUKRS: 2222; KOSTL: 2222I55221; PROID: D43/XX/B6-1303/RT1/PPP; TPLNR: 1303 -TFA /TANK STORAGE NO 01 |  |  | T01-PRV01 |  |  | SAFETY 317 VALVE | KONVENSIONAL |  |  | TW | [21 empty] | 2605/SQ/PRV/X/2023
3 | UPDATE-1 | REGION 5 | TBBM MALANG | C | 1303-T01-PRVO2/00 | 1303-T01-PRV02/00 | 1303-T01-PRV02/00 | 1303-T01-PRV02/00 | OK | T01-PRV02 | SECE | F |  | 01 | SECE | PRESS RELIEF VALVE OUTLET TANK T-01 | SF_PRV | GROES: 1.5X1.5IN-150RF; IWERK: 1303; INGRP: 049; GEWRK: 1303-LJP; WERGW: 1303; RBNR: 3602; SWERK: 1303; STORT: F303-PPP; BEBER: F01; ABCKZ: V; BUKRS: 2222; KOSTL: 2222I55221; PROID: D43/XX/B6-1303/RT1/PPP; TPLNR: 1303 -TFA /TANK STORAGE NO 01 |  |  | T01-PRV02 |  |  | SAFETY 317 VALVE | KONVENSIONAL |  |  | TW | [21 empty] | 2606/SQ/PRV/X/2023
4 | UPDATE-1 | REGION 5 | TBBM MALANG | C | 1303-T01-PVVI1/00 | 1303-T01-PVV01/00 | 1303-T01-PVV01/00 | 1303-T01-PVV01/00 | OK | T01-PVV01 | SECE | F |  | 01 | SECE | PRESSURE VACUUM VALVE TANK T-01 | SF_VENTING | GROES: 4IN-150PSI; IWERK: 1303; INGRP: 049; GEWRK: 1303-LJP; WERGW: 1303; RBNR: 3603; SWERK: 1303; STORT: F303-PPP; BEBER: F01; ABCKZ: V; BUKRS: 2222; KOSTL: 2222I55221; PROID: D43/XX/B6-1303/RT1/PPP; TPLNR: 1303 -TFA /TANK STORAGE NO 01 |  |  | T01-PVV01 |  |  | SAND & JURS | 94020 |  |  | US | [21 empty] | 2627/SQ/BV/X/2023
5 | UPDATE-1 | REGION 5 | TBBM MALANG | C | 1303-T01-GVI1/00 | 1303-T01-GV01/00 | 1303-T01-GV01/00 | 1303-T01-GV01/00 | OK | T01-GV01 |  | N |  | 01 |  | GATE VALVE INLET TANK T-01 | SF_VALVE | GROES: 4IN-150PSI; IWERK: 1303; INGRP: 049; GEWRK: 1303-LJP; WERGW: 1303; RBNR: 7304; SWERK: 1303; STORT: F303-PPP; BEBER: F01; ABCKZ: V; BUKRS: 2222; KOSTL: 2222I55221; PROID: D43/XX/B6-1303/RT1/PPP; TPLNR: 1303 -TFA /TANK STORAGE NO 01 |  |  | T01-GV01 |  |  | GLT | GATE,ASTM A216 WCB |  |  | IN
6 | UPDATE-1 | REGION 5 | TBBM MALANG | C | 1303-T01-FLI1/00 | 1303-T01-FL01/00 | 1303-T01-FL01/00 | 1303-T01-FL01/00 | OK | T01-FL01 |  | N |  | 01 |  | FlEXIBLE JOINT INLET TANK T-01 | SF_FLEXIBLE_JOINT | GROES: 6IN-150PSI; IWERK: 1303; INGRP: 049; GEWRK: 1303-LJP; WERGW: 1303; RBNR: 4099; SWERK: 1303; STORT: F303-PPP; BEBER: F01; ABCKZ: V; BUKRS: 2222; KOSTL: 2222I55221; PROID: D43/XX/B6-1303/RT1/PPP; TPLNR: 1303 -TFA /TANK STORAGE NO 01 |  |  | T01-FL01 |  |  | SINGAFLEX | SSH 1 SINGLE BRAID |  |  | SG
7 | UPDATE-1 | REGION 5 | TBBM MALANG | C | 1303-T01-FLO2/00 | 1303-T01-FL02/00 | 1303-T01-FL02/00 | 1303-T01-FL02/00 | OK | T01-FL02 |  | N |  | 01 |  | FlEXIBLE JOINT OUTLET TANK T-01 | SF_FLEXIBLE_JOINT | GROES: 6IN-150PSI; IWERK: 1303; INGRP: 049; GEWRK: 1303-LJP; WERGW: 1303; RBNR: 4099; SWERK: 1303; STORT: F303-PPP; BEBER: F01; ABCKZ: V; BUKRS: 2222; KOSTL: 2222I55221; PROID: D43/XX/B6-1303/RT1/PPP; TPLNR: 1303 -TFA /TANK STORAGE NO 01 |  |  | T01-FL02 |  |  | SINGAFLEX | SSH 1 SINGLE BRAID |  |  | SG
8 | UPDATE-1 | REGION 5 | TBBM MALANG | C | 1303-T01-GVO2/00 | 1303-T01-GV02/00 | 1303-T01-GV02/00 | 1303-T01-GV02/00 | OK | T01-GV02 |  | N |  | 01 |  | GATE VALVE OUTLET TANK T-01 | SF_VALVE | GROES: 4IN-150PSI; IWERK: 1303; INGRP: 049; GEWRK: 1303-LJP; WERGW: 1303; RBNR: 7304; SWERK: 1303; STORT: F303-PPP; BEBER: F01; ABCKZ: V; BUKRS: 2222; KOSTL: 2222I55221; PROID: D43/XX/B6-1303/RT1/PPP; TPLNR: 1303 -TFA /TANK STORAGE NO 01 |  |  | T01-GV02 |  |  | GLT | GATE,ASTM A216 WCB |  |  | IN
9 | UPDATE-1 | REGION 5 | TBBM MALANG | C | 1303-T01-GVD1/00 | 1303-T01-GV03/00 | 1303-T01-GV03/00 | 1303-T01-GV03/00 | OK | T01-GV03 |  | N |  | 01 |  | GATE VALVE DRAIN TANK T-01 | SF_VALVE | GROES: 4IN-150PSI; IWERK: 1303; INGRP: 049; GEWRK: 1303-LJP; WERGW: 1303; RBNR: 7304; SWERK: 1303; STORT: F303-PPP; BEBER: F01; ABCKZ: V; BUKRS: 2222; KOSTL: 2222I55221; PROID: D43/XX/B6-1303/RT1/PPP; TPLNR: 1303 -TFA /TANK STORAGE NO 01 |  |  | T01-GV03 |  |  | CRANE | GATE,ASTM A216 WCB |  |  | US
10 | UPDATE-1 | REGION 5 | TBBM MALANG | C | 1303-T01-CVI1/00 | 1303-T01-CV01/00 | 1303-T01-CV01/00 | 1303-T01-CV01/00 | OK | T01-CV01 |  | N |  | 01 |  | CHECK VALVE INLET TANK T-01 | SF_VALVE | GROES: 6IN-150PSI; IWERK: 1303; INGRP: 049; GEWRK: 1303-LJP; WERGW: 1303; RBNR: 7304; SWERK: 1303; STORT: F303-PPP; BEBER: F01; ABCKZ: Y; BUKRS: 2222; KOSTL: 2222I55221; PROID: D43/XX/B6-1303/RT1/PPP; TPLNR: 1303 -TFA /TANK STORAGE NO 01 |  |  | T01-CV01 |  |  | JC | SWING,ASTM A216 WCB |  |  | ES
11 | UPDATE-1 | REGION 5 | TBBM MALANG | C | 1303-T01-CVO2/00 | 1303-T01-CV02/00 | 1303-T01-CV02/00 | 1303-T01-CV02/00 | OK | T01-CV02 |  | N |  | 01 |  | CHECK VALVE OUTLET TANK T-01 | SF_VALVE | GROES: 6IN-150PSI; IWERK: 1303; INGRP: 049; GEWRK: 1303-LJP; WERGW: 1303; RBNR: 7304; SWERK: 1303; STORT: F303-PPP; BEBER: F01; ABCKZ: Y; BUKRS: 2222; KOSTL: 2222I55221; PROID: D43/XX/B6-1303/RT1/PPP; TPLNR: 1303 -TFA /TANK STORAGE NO 01 |  |  | T01-CV02 |  |  | PS | SWING,ASTM A216 WCB |  |  | CN
12 | UPDATE-1 | REGION 5 | TBBM MALANG | C | 1303-T01-WS01/00 | 1303-T01-WS01/00 | 1303-T01-WS01/00 | 1303-T01-WS01/00 | OK | T01-WS01 | SECE | F |  | 01 | SECE | WATER SPRAYER TANK T-01 | SF_WATER_SPRAYER | GROES: 18BARG; IWERK: 1303; INGRP: 049; GEWRK: 1303-LJP; WERGW: 1303; RBNR: 5399; SWERK: 1303; STORT: F303-PPP; BEBER: F01; ABCKZ: V; BUKRS: 2222; KOSTL: 2222I55221; PROID: D43/XX/B6-1303/RT1/PPP; TPLNR: 1303 -TFA /TANK STORAGE NO 01 |  |  | T01-WS01 |  |  | TYCO | D3-WATER SPRAY-RING |  |  | US
13 | UPDATE-1 | REGION 5 | TBBM MALANG | C | 1303-T01-GND01/00 | 1303-T01-GND01/00 | 1303-T01-GND01/00 | 1303-T01-GND01/00 | OK | T01-GND01 | SECE | E |  | 01 | SECE | GROUNDING TANK T-01 NO.01 | SF_GROUNDING | GROES: <5OHM; IWERK: 1303; INGRP: 049; GEWRK: 1303-LJP; WERGW: 1303; RBNR: 8899; SWERK: 1303; STORT: F303-PPP; BEBER: F01; ABCKZ: V; BUKRS: 2222; KOSTL: 2222I55221; PROID: D43/XX/B6-1303/RT1/PPP; TPLNR: 1303 -TFA /TANK STORAGE NO 01 |  |  | T01-GND01 |  |  |  | ROD |  |  | -
14 | UPDATE-1 | REGION 5 | TBBM MALANG | C | 1303-T01-GND02/00 | 1303-T01-GND02/00 | 1303-T01-GND02/00 | 1303-T01-GND02/00 | OK | T01-GND02 | SECE | E |  | 01 | SECE | GROUNDING TANK T-01 NO.02 | SF_GROUNDING | GROES: <5OHM; IWERK: 1303; INGRP: 049; GEWRK: 1303-LJP; WERGW: 1303; RBNR: 8899; SWERK: 1303; STORT: F303-PPP; BEBER: F01; ABCKZ: V; BUKRS: 2222; KOSTL: 2222I55221; PROID: D43/XX/B6-1303/RT1/PPP; TPLNR: 1303 -TFA /TANK STORAGE NO 01 |  |  | T01-GND02 |  |  |  | ROD |  |  | -
15 | UPDATE-1 | REGION 5 | TBBM MALANG | C | 1303-T01-GND03/00 | 1303-T01-GND03/00 | 1303-T01-GND03/00 | 1303-T01-GND03/00 | OK | T01-GND03 | SECE | E |  | 01 | SECE | GROUNDING TANK T-01 NO.03 | SF_GROUNDING | GROES: <5OHM; IWERK: 1303; INGRP: 049; GEWRK: 1303-LJP; WERGW: 1303; RBNR: 8899; SWERK: 1303; STORT: F303-PPP; BEBER: F01; ABCKZ: V; BUKRS: 2222; KOSTL: 2222I55221; PROID: D43/XX/B6-1303/RT1/PPP; TPLNR: 1303 -TFA /TANK STORAGE NO 01 |  |  | T01-GND03 |  |  |  | ROD |  |  | -
16 | UPDATE-1 | REGION 5 | TBBM MALANG | C | 1303-T01-GND04/00 | 1303-T01-GND04/00 | 1303-T01-GND04/00 | 1303-T01-GND04/00 | OK | T01-GND04 | SECE | E |  | 01 | SECE | GROUNDING TANK T-01 NO.04 | SF_GROUNDING | GROES: <5OHM; IWERK: 1303; INGRP: 049; GEWRK: 1303-LJP; WERGW: 1303; RBNR: 8899; SWERK: 1303; STORT: F303-PPP; BEBER: F01; ABCKZ: V; BUKRS: 2222; KOSTL: 2222I55221; PROID: D43/XX/B6-1303/RT1/PPP; TPLNR: 1303 -TFA /TANK STORAGE NO 01 |  |  | T01-GND04 |  |  |  | ROD |  |  | -
17 | UPDATE-1 | REGION 5 | TBBM MALANG | C | 1303-T01-ATG01/00 | 1303-T01-ATG01/00 | 1303-T01-ATG01/00 | 1303-T01-ATG01/00 | OK | T01-ATG01 |  | I |  | 01 |  | AUTOMATIC TANK GAUGING (ATG) TANK T-01 | SF_ATG | GROES: 0-5760MM; IWERK: 1303; INGRP: 049; GEWRK: 1303-LJP; WERGW: 1303; RBNR: 7705; SWERK: 1303; STORT: F303-PPP; BEBER: F01; ABCKZ: T; BUKRS: 2222; KOSTL: 2222I55221; PROID: D43/XX/B6-1303/RT1/PPP; TPLNR: 1303 -TFA /TANK STORAGE NO 01 |  |  | T01-ATG01 |  |  | ENDRESS HAUSER | PROSERVO NMS53 |  |  | CH
18 | UPDATE-1 | REGION 5 | TBBM MALANG | C | 1303-T01-GVRI1/00 | 1303-T01-GV04/00 | 1303-T01-GV04/00 | 1303-T01-GV04/00 | OK | T01-GV04 |  | N |  | 01 |  | GATE VALVE REDUNDANT INLET TANK T-01 | SF_VALVE | GROES: 6IN-150PSI; IWERK: 1303; INGRP: 049; GEWRK: 1303-LJP; WERGW: 1303; RBNR: 7304; SWERK: 1303; STORT: F303-PPP; BEBER: F01; ABCKZ: Y; BUKRS: 2222; KOSTL: 2222I55221; PROID: D43/XX/B6-1303/RT1/PPP; TPLNR: 1303 -TFA /TANK STORAGE NO 01 |  |  | T01-GV04 |  |  | FBV | GATE,ASTM A216 WCB |  |  | US
19 | UPDATE-1 | REGION 5 | TBBM MALANG | C | 1303-T01-GVRO2/00 | 1303-T01-GV05/00 | 1303-T01-GV05/00 | 1303-T01-GV05/00 | OK | T01-GV05 |  | N |  | 01 |  | GATE VALVE REDUNDANT OUTLET TANK T-01 | SF_VALVE | GROES: 6IN-150PSI; IWERK: 1303; INGRP: 049; GEWRK: 1303-LJP; WERGW: 1303; RBNR: 7304; SWERK: 1303; STORT: F303-PPP; BEBER: F01; ABCKZ: Y; BUKRS: 2222; KOSTL: 2222I55221; PROID: D43/XX/B6-1303/RT1/PPP; TPLNR: 1303 -TFA /TANK STORAGE NO 01 |  |  | T01-GV05 |  |  | FBV | GATE,ASTM A216 WCB |  |  | US
20 | UPDATE-1 | REGION 5 | TBBM MALANG | C | NEW | 1303-T01-TT01/00 | 1303-T01-TT01/00 | 1303-T01-TT01/00 | OK | T01-TT01 |  | I |  | 01 |  | TEMPERATURE TRANSMITTER TANK T-01 | SF_INS_TRANSMITTER | GROES: -40 TO 100DEGC; IWERK: 1303; INGRP: 049; GEWRK: 1303-LJP; WERGW: 1303; RBNR: 6702; SWERK: 1303; STORT: F303-PPP; BEBER: F01; ABCKZ: T; BUKRS: 2222; KOSTL: 2222I55221; PROID: D43/XX/B6-1303/RT1/PPP; TPLNR: 1303 -TFA /TANK STORAGE NO 01 |  |  | T01-TT01 |  |  | ENDRESS HAUSER | NMT53 |  |  | CH
21 | UPDATE-1 | REGION 5 | TBBM MALANG | C | 1303-TF-T02/00 | 1303-TFA-T02/00 | 1303-TFA-T02/00 | 1303-TFA-T02/00 | OK | TFA-T02 | PCE | N |  | 01 | PCE | TANK STORAGE NO.02 | SF_TANKI_TIMBUN | GROES: 342KL; IWERK: 1303; INGRP: 049; GEWRK: 1303-LJP; WERGW: 1303; RBNR: 0101; SWERK: 1303; STORT: F303-PPP; BEBER: F01; ABCKZ: V; BUKRS: 2222; KOSTL: 2222I55221; PROID: D43/XX/B6-1303/RT1/PPP; TPLNR: 1303 -TFA /TANK STORAGE NO 02 |  |  | TFA-T02 |  |  |  | CONE ROOF TANK |  |  | - | [21 empty] | 0228/SQ/ST/X/2023
22 | UPDATE-1 | REGION 5 | TBBM MALANG | C | 1303-T02-PRVI1/00 | 1303-T02-PRV01/00 | 1303-T02-PRV01/00 | 1303-T02-PRV01/00 | OK | T02-PRV01 | SECE | F |  | 01 | SECE | PRESS RELIEF VALVE INLET TANK T-02 | SF_PRV | GROES: 1.5X1.5IN-150RF; IWERK: 1303; INGRP: 049; GEWRK: 1303-LJP; WERGW: 1303; RBNR: 3602; SWERK: 1303; STORT: F303-PPP; BEBER: F01; ABCKZ: V; BUKRS: 2222; KOSTL: 2222I55221; PROID: D43/XX/B6-1303/RT1/PPP; TPLNR: 1303 -TFA /TANK STORAGE NO 02 |  |  | T02-PRV01 |  |  | SAFETY 317 VALVE | KONVENSIONAL |  |  | TW | [21 empty] | 2607/SQ/PRV/X/2023
23 | UPDATE-1 | REGION 5 | TBBM MALANG | C | 1303-T02-PRVO2/00 | 1303-T02-PRV02/00 | 1303-T02-PRV02/00 | 1303-T02-PRV02/00 | OK | T02-PRV02 | SECE | F |  | 01 | SECE | PRESS RELIEF VALVE OUTLET TANK T-02 | SF_PRV | GROES: 1.5X1.5IN-150RF; IWERK: 1303; INGRP: 049; GEWRK: 1303-LJP; WERGW: 1303; RBNR: 3602; SWERK: 1303; STORT: F303-PPP; BEBER: F01; ABCKZ: V; BUKRS: 2222; KOSTL: 2222I55221; PROID: D43/XX/B6-1303/RT1/PPP; TPLNR: 1303 -TFA /TANK STORAGE NO 02 |  |  | T02-PRV02 |  |  | SAFETY 317 VALVE | KONVENSIONAL |  |  | TW | [21 empty] | 2608/SQ/PRV/X/2023
24 | UPDATE-1 | REGION 5 | TBBM MALANG | U | 1303-T02-PVVI1/00 | 1303-T02-PVV01/00 | 1303-T02-PVV01/00 | 1303-T02-PVV01/00 | GANTI SIZE 4IN | T02-PVV01 | SECE | F |  | 01 | SECE | PRESSURE VACUUM VALVE TANK T-02 | SF_VENTING | GROES: 4IN-150PSI; IWERK: 1303; INGRP: 049; GEWRK: 1303-LJP; WERGW: 1303; RBNR: 3603; SWERK: 1303; STORT: F303-PPP; BEBER: F01; ABCKZ: V; BUKRS: 2222; KOSTL: 2222I55221; PROID: D43/XX/B6-1303/RT1/PPP; TPLNR: 1303 -TFA /TANK STORAGE NO 02 |  |  | T02-PVV01 |  |  | SAND & JURS | KONVENSIONAL |  |  | US
25 | UPDATE-1 | REGION 5 | TBBM MALANG | U | 1303-T02-FA01/00 | 1303-T02-FA01/00 | 1303-T02-FA01/00 | 1303-T02-FA01/00 | GANTI SIZE 4IN | T02-FA01 | SECE | F |  | 01 | SECE | FLAME ARRESTER TANK T-02 | SF_FLAME_ARRESTER | GROES: 4IN; IWERK: 1303; INGRP: 049; GEWRK: 1303-LJP; WERGW: 1303; RBNR: 5399; SWERK: 1303; STORT: F303-PPP; BEBER: F01; ABCKZ: V; BUKRS: 2222; KOSTL: 2222I55221; PROID: D43/XX/B6-1303/RT1/PPP; TPLNR: 1303 -TFA /TANK STORAGE NO 02 |  |  | T02-FA01 |  |  | PRECON | KONVENSIONAL |  |  | IN
26 | UPDATE-1 | REGION 5 | TBBM MALANG | C | 1303-T02-GVI1/00 | 1303-T02-GV01/00 | 1303-T02-GV01/00 | 1303-T02-GV01/00 | OK | T02-GV01 |  | N |  | 01 |  | GATE VALVE INLET TANK T-02 | SF_VALVE | GROES: 4IN-150PSI; IWERK: 1303; INGRP: 049; GEWRK: 1303-LJP; WERGW: 1303; RBNR: 7304; SWERK: 1303; STORT: F303-PPP; BEBER: F01; ABCKZ: V; BUKRS: 2222; KOSTL: 2222I55221; PROID: D43/XX/B6-1303/RT1/PPP; TPLNR: 1303 -TFA /TANK STORAGE NO 02 |  |  | T02-GV01 |  |  | FBV | GATE,ASTM A216 WCB |  |  | US
27 | UPDATE-1 | REGION 5 | TBBM MALANG | C | 1303-T02-FLI1/00 | 1303-T02-FL01/00 | 1303-T02-FL01/00 | 1303-T02-FL01/00 | OK | T02-FL01 |  | N |  | 01 |  | FlEXIBLE JOINT INLET TANK T-02 | SF_FLEXIBLE_JOINT | GROES: 6IN-150PSI; IWERK: 1303; INGRP: 049; GEWRK: 1303-LJP; WERGW: 1303; RBNR: 4099; SWERK: 1303; STORT: F303-PPP; BEBER: F01; ABCKZ: V; BUKRS: 2222; KOSTL: 2222I55221; PROID: D43/XX/B6-1303/RT1/PPP; TPLNR: 1303 -TFA /TANK STORAGE NO 02 |  |  | T02-FL01 |  |  | SINGAFLEX | SSH 1 SINGLE BRAID |  |  | SG
28 | UPDATE-1 | REGION 5 | TBBM MALANG | C | 1303-T02-FLO2/00 | 1303-T02-FL02/00 | 1303-T02-FL02/00 | 1303-T02-FL02/00 | OK | T02-FL02 |  | N |  | 01 |  | FlEXIBLE JOINT OUTLET TANK T-02 | SF_FLEXIBLE_JOINT | GROES: 6IN-150PSI; IWERK: 1303; INGRP: 049; GEWRK: 1303-LJP; WERGW: 1303; RBNR: 4099; SWERK: 1303; STORT: F303-PPP; BEBER: F01; ABCKZ: V; BUKRS: 2222; KOSTL: 2222I55221; PROID: D43/XX/B6-1303/RT1/PPP; TPLNR: 1303 -TFA /TANK STORAGE NO 02 |  |  | T02-FL02 |  |  | SINGAFLEX | SSH 1 SINGLE BRAID |  |  | SG
29 | UPDATE-1 | REGION 5 | TBBM MALANG | C | 1303-T02-GVO2/00 | 1303-T02-GV02/00 | 1303-T02-GV02/00 | 1303-T02-GV02/00 | OK | T02-GV02 |  | N |  | 01 |  | GATE VALVE OUTLET TANK T-02 | SF_VALVE | GROES: 4IN-150PSI; IWERK: 1303; INGRP: 049; GEWRK: 1303-LJP; WERGW: 1303; RBNR: 7304; SWERK: 1303; STORT: F303-PPP; BEBER: F01; ABCKZ: V; BUKRS: 2222; KOSTL: 2222I55221; PROID: D43/XX/B6-1303/RT1/PPP; TPLNR: 1303 -TFA /TANK STORAGE NO 02 |  |  | T02-GV02 |  |  | FBV | GATE,ASTM A216 WCB |  |  | US
30 | UPDATE-1 | REGION 5 | TBBM MALANG | C | 1303-T02-GVD1/00 | 1303-T02-GV03/00 | 1303-T02-GV03/00 | 1303-T02-GV03/00 | OK | T02-GV03 |  | N |  | 01 |  | GATE VALVE DRAIN TANK T-02 | SF_VALVE | GROES: 3IN-150PSI; IWERK: 1303; INGRP: 049; GEWRK: 1303-LJP; WERGW: 1303; RBNR: 7304; SWERK: 1303; STORT: F303-PPP; BEBER: F01; ABCKZ: V; BUKRS: 2222; KOSTL: 2222I55221; PROID: D43/XX/B6-1303/RT1/PPP; TPLNR: 1303 -TFA /TANK STORAGE NO 02 |  |  | T02-GV03 |  |  | CRANE | GATE,ASTM A216 WCB |  |  | US
31 | UPDATE-1 | REGION 5 | TBBM MALANG | C | 1303-T02-CVI1/00 | 1303-T02-CV01/00 | 1303-T02-CV01/00 | 1303-T02-CV01/00 | OK | T02-CV01 |  | N |  | 01 |  | CHECK VALVE INLET TANK T-02 | SF_VALVE | GROES: 6IN-150PSI; IWERK: 1303; INGRP: 049; GEWRK: 1303-LJP; WERGW: 1303; RBNR: 7304; SWERK: 1303; STORT: F303-PPP; BEBER: F01; ABCKZ: Y; BUKRS: 2222; KOSTL: 2222I55221; PROID: D43/XX/B6-1303/RT1/PPP; TPLNR: 1303 -TFA /TANK STORAGE NO 02 |  |  | T02-CV01 |  |  | FBV | SWING,ASTM A216 WCB |  |  | US
32 | UPDATE-1 | REGION 5 | TBBM MALANG | C | 1303-T02-CVO2/00 | 1303-T02-CV02/00 | 1303-T02-CV02/00 | 1303-T02-CV02/00 | OK | T02-CV02 |  | N |  | 01 |  | CHECK VALVE OUTLET TANK T-02 | SF_VALVE | GROES: 6IN-150PSI; IWERK: 1303; INGRP: 049; GEWRK: 1303-LJP; WERGW: 1303; RBNR: 7304; SWERK: 1303; STORT: F303-PPP; BEBER: F01; ABCKZ: Y; BUKRS: 2222; KOSTL: 2222I55221; PROID: D43/XX/B6-1303/RT1/PPP; TPLNR: 1303 -TFA /TANK STORAGE NO 02 |  |  | T02-CV02 |  |  | FBV | SWING,ASTM A216 WCB |  |  | US
33 | UPDATE-1 | REGION 5 | TBBM MALANG | C | 1303-T02-WS01/00 | 1303-T02-WS01/00 | 1303-T02-WS01/00 | 1303-T02-WS01/00 | OK | T02-WS01 | SECE | F |  | 01 | SECE | WATER SPRAYER TANK T-02 | SF_WATER_SPRAYER | GROES: 18BARG; IWERK: 1303; INGRP: 049; GEWRK: 1303-LJP; WERGW: 1303; RBNR: 5399; SWERK: 1303; STORT: F303-PPP; BEBER: F01; ABCKZ: V; BUKRS: 2222; KOSTL: 2222I55221; PROID: D43/XX/B6-1303/RT1/PPP; TPLNR: 1303 -TFA /TANK STORAGE NO 02 |  |  | T02-WS01 |  |  | TYCO | D3-WATER SPRAY-RING |  |  | US
34 | UPDATE-1 | REGION 5 | TBBM MALANG | U | 1303-T02-SDD01/00 | 1303-T02-SDD01/00 | 1303-T02-SDD01/00 | 1303-T02-SDD01/00 | GANTI SIZE 4IN | T02-SDD01 |  | N |  | 01 |  | DIPHATCH / SLOT DIPPING DEVICE TANK T-02 | SF_OTHERS | GROES: 4IN; IWERK: 1303; INGRP: 049; GEWRK: 1303-LJP; WERGW: 1303; RBNR: 7199; SWERK: 1303; STORT: F303-PPP; BEBER: F01; ABCKZ: Y; BUKRS: 2222; KOSTL: 2222I55221; PROID: D43/XX/B6-1303/RT1/PPP; TPLNR: 1303 -TFA /TANK STORAGE NO 02 |  |  | T02-SDD01 |  |  | WHESSOE LTD |  |  |  | GB
35 | UPDATE-1 | REGION 5 | TBBM MALANG | C | 1303-T02-GND01/00 | 1303-T02-GND01/00 | 1303-T02-GND01/00 | 1303-T02-GND01/00 | OK | T02-GND01 | SECE | E |  | 01 | SECE | GROUNDING TANK T-02 NO.01 | SF_GROUNDING | GROES: <5OHM; IWERK: 1303; INGRP: 049; GEWRK: 1303-LJP; WERGW: 1303; RBNR: 8899; SWERK: 1303; STORT: F303-PPP; BEBER: F01; ABCKZ: V; BUKRS: 2222; KOSTL: 2222I55221; PROID: D43/XX/B6-1303/RT1/PPP; TPLNR: 1303 -TFA /TANK STORAGE NO 02 |  |  | T02-GND01 |  |  |  | ROD |  |  | -
36 | UPDATE-1 | REGION 5 | TBBM MALANG | C | 1303-T02-GND02/00 | 1303-T02-GND02/00 | 1303-T02-GND02/00 | 1303-T02-GND02/00 | OK | T02-GND02 | SECE | E |  | 01 | SECE | GROUNDING TANK T-02 NO.02 | SF_GROUNDING | GROES: <5OHM; IWERK: 1303; INGRP: 049; GEWRK: 1303-LJP; WERGW: 1303; RBNR: 8899; SWERK: 1303; STORT: F303-PPP; BEBER: F01; ABCKZ: V; BUKRS: 2222; KOSTL: 2222I55221; PROID: D43/XX/B6-1303/RT1/PPP; TPLNR: 1303 -TFA /TANK STORAGE NO 02 |  |  | T02-GND02 |  |  |  | ROD |  |  | -
37 | UPDATE-1 | REGION 5 | TBBM MALANG | C | 1303-T02-GND03/00 | 1303-T02-GND03/00 | 1303-T02-GND03/00 | 1303-T02-GND03/00 | OK | T02-GND03 | SECE | E |  | 01 | SECE | GROUNDING TANK T-02 NO.03 | SF_GROUNDING | GROES: <5OHM; IWERK: 1303; INGRP: 049; GEWRK: 1303-LJP; WERGW: 1303; RBNR: 8899; SWERK: 1303; STORT: F303-PPP; BEBER: F01; ABCKZ: V; BUKRS: 2222; KOSTL: 2222I55221; PROID: D43/XX/B6-1303/RT1/PPP; TPLNR: 1303 -TFA /TANK STORAGE NO 02 |  |  | T02-GND03 |  |  |  | ROD |  |  | -
38 | UPDATE-1 | REGION 5 | TBBM MALANG | C | 1303-T02-GND04/00 | 1303-T02-GND04/00 | 1303-T02-GND04/00 | 1303-T02-GND04/00 | OK | T02-GND04 | SECE | E |  | 01 | SECE | GROUNDING TANK T-02 NO.04 | SF_GROUNDING | GROES: <5OHM; IWERK: 1303; INGRP: 049; GEWRK: 1303-LJP; WERGW: 1303; RBNR: 8899; SWERK: 1303; STORT: F303-PPP; BEBER: F01; ABCKZ: V; BUKRS: 2222; KOSTL: 2222I55221; PROID: D43/XX/B6-1303/RT1/PPP; TPLNR: 1303 -TFA /TANK STORAGE NO 02 |  |  | T02-GND04 |  |  |  | ROD |  |  | -
39 | UPDATE-1 | REGION 5 | TBBM MALANG | C | 1303-T02-ATG01/00 | 1303-T02-ATG01/00 | 1303-T02-ATG01/00 | 1303-T02-ATG01/00 | OK | T02-ATG01 |  | I |  | 01 |  | AUTOMATIC TANK GAUGING (ATG) TANK T-02 | SF_ATG | GROES: 0-5727 MM; IWERK: 1303; INGRP: 049; GEWRK: 1303-LJP; WERGW: 1303; RBNR: 7705; SWERK: 1303; STORT: F303-PPP; BEBER: F01; ABCKZ: T; BUKRS: 2222; KOSTL: 2222I55221; PROID: D43/XX/B6-1303/RT1/PPP; TPLNR: 1303 -TFA /TANK STORAGE NO 02 |  |  | T02-ATG01 |  |  | ENDRESS HAUSER | PROSERVO NMS53 |  |  | CH
40 | UPDATE-1 | REGION 5 | TBBM MALANG | C | 1303-T02-FC01/00 | 1303-T02-FC01/00 | 1303-T02-FC01/00 | 1303-T02-FC01/00 | OK | T02-FC01 | SECE | F |  | 01 | SECE | FOAM CHAMBER TANK T-02 | SF_FOAM_CHAMBER | GROES: 4IN; IWERK: 1303; INGRP: 049; GEWRK: 1303-LJP; WERGW: 1303; RBNR: 5399; SWERK: 1303; STORT: F303-PPP; BEBER: F01; ABCKZ: V; BUKRS: 2222; KOSTL: 2222I55221; PROID: D43/XX/B6-1303/RT1/PPP; TPLNR: 1303 -TFA /TANK STORAGE NO 02 |  |  | T02-FC01 |  |  | NATIONAL FOAM | KONVENSIONAL |  |  | US
41 | UPDATE-1 | REGION 5 | TBBM MALANG | C | 1303-T02-GVRI1/00 | 1303-T02-GV04/00 | 1303-T02-GV04/00 | 1303-T02-GV04/00 | OK | T02-GV04 |  | N |  | 01 |  | GATE VALVE REDUNDANT INLET TANK T-02 | SF_VALVE | GROES: 6IN-150PSI; IWERK: 1303; INGRP: 049; GEWRK: 1303-LJP; WERGW: 1303; RBNR: 7304; SWERK: 1303; STORT: F303-PPP; BEBER: F01; ABCKZ: Y; BUKRS: 2222; KOSTL: 2222I55221; PROID: D43/XX/B6-1303/RT1/PPP; TPLNR: 1303 -TFA /TANK STORAGE NO 02 |  |  | T02-GV04 |  |  | FBV | GATE,ASTM A216 WCB |  |  | US
42 | UPDATE-1 | REGION 5 | TBBM MALANG | C | 1303-T02-GVRO2/00 | 1303-T02-GV05/00 | 1303-T02-GV05/00 | 1303-T02-GV05/00 | OK | T02-GV05 |  | N |  | 01 |  | GATE VALVE REDUNDANT OUTLET TANK T-02 | SF_VALVE | GROES: 6IN-150PSI; IWERK: 1303; INGRP: 049; GEWRK: 1303-LJP; WERGW: 1303; RBNR: 7304; SWERK: 1303; STORT: F303-PPP; BEBER: F01; ABCKZ: Y; BUKRS: 2222; KOSTL: 2222I55221; PROID: D43/XX/B6-1303/RT1/PPP; TPLNR: 1303 -TFA /TANK STORAGE NO 02 |  |  | T02-GV05 |  |  | FBV | GATE,ASTM A216 WCB |  |  | US
43 | UPDATE-1 | REGION 5 | TBBM MALANG | C | NEW | 1303-T02-TT01/00 | 1303-T02-TT01/00 | 1303-T02-TT01/00 | OK | T02-TT01 |  | I |  | 01 |  | TEMPERATURE TRANSMITTER TANK T-02 | SF_INS_TRANSMITTER | GROES: -40 TO 100 DEGC; IWERK: 1303; INGRP: 049; GEWRK: 1303-LJP; WERGW: 1303; RBNR: 6702; SWERK: 1303; STORT: F303-PPP; BEBER: F01; ABCKZ: T; BUKRS: 2222; KOSTL: 2222I55221; PROID: D43/XX/B6-1303/RT1/PPP; TPLNR: 1303 -TFA /TANK STORAGE NO 02 |  |  | T02-TT01 |  |  | ENDRESS HAUSER | NMT53 |  |  | CH
44 | UPDATE-1 | REGION 5 | TBBM MALANG | C | 1303-TF-T03/00 | 1303-TFA-T03/00 | 1303-TFA-T03/00 | 1303-TFA-T03/00 | OK | TFA-T03 | PCE | N |  | 01 | PCE | TANK STORAGE NO.03 | SF_TANKI_TIMBUN | GROES: 549KL; IWERK: 1303; INGRP: 049; GEWRK: 1303-LJP; WERGW: 1303; RBNR: 0101; SWERK: 1303; STORT: F303-PPP; BEBER: F01; ABCKZ: V; BUKRS: 2222; KOSTL: 2222I55221; PROID: D43/XX/B6-1303/RT1/PPP; TPLNR: 1303 -TFA /TANK STORAGE NO 03 |  |  | TFA-T03 |  |  |  | CONE ROOF TANK |  |  | - | [21 empty] | 0229/SQ/ST/X/2023
45 | UPDATE-1 | REGION 5 | TBBM MALANG | C | 1303-T03-PRVI1/00 | 1303-T03-PRV01/00 | 1303-T03-PRV01/00 | 1303-T03-PRV01/00 | OK | T03-PRV01 | SECE | F |  | 01 | SECE | PRESS RELIEF VALVE INLET TANK T-03 | SF_PRV | GROES: 1.5X1.5IN-150RF; IWERK: 1303; INGRP: 049; GEWRK: 1303-LJP; WERGW: 1303; RBNR: 3602; SWERK: 1303; STORT: F303-PPP; BEBER: F01; ABCKZ: V; BUKRS: 2222; KOSTL: 2222I55221; PROID: D43/XX/B6-1303/RT1/PPP; TPLNR: 1303 -TFA /TANK STORAGE NO 03 |  |  | T03-PRV01 |  |  | SAFETY 317 VALVE | KONVENSIONAL |  |  | TW | [21 empty] | 2609/SQ/PRV/X/2023
46 | UPDATE-1 | REGION 5 | TBBM MALANG | C | 1303-T03-PRVO2/00 | 1303-T03-PRV02/00 | 1303-T03-PRV02/00 | 1303-T03-PRV02/00 | OK | T03-PRV02 | SECE | F |  | 01 | SECE | PRESS RELIEF VALVE OUTLET TANK T-03 | SF_PRV | GROES: 1.5X1.5IN-150RF; IWERK: 1303; INGRP: 049; GEWRK: 1303-LJP; WERGW: 1303; RBNR: 3602; SWERK: 1303; STORT: F303-PPP; BEBER: F01; ABCKZ: V; BUKRS: 2222; KOSTL: 2222I55221; PROID: D43/XX/B6-1303/RT1/PPP; TPLNR: 1303 -TFA /TANK STORAGE NO 03 |  |  | T03-PRV02 |  |  | SAFETY 317 VALVE | KONVENSIONAL |  |  | TW | [21 empty] | 2610/SQ/PRV/X/2023
47 | UPDATE-1 | REGION 5 | TBBM MALANG | C | 1303-T03-PVVI1/00 | 1303-T03-PVV01/00 | 1303-T03-PVV01/00 | 1303-T03-PVV01/00 | OK | T03-PVV01 | SECE | F |  | 01 | SECE | PRESSURE VACUUM VALVE TANK T-03 | SF_VENTING | GROES: 6IN-150PSI; IWERK: 1303; INGRP: 049; GEWRK: 1303-LJP; WERGW: 1303; RBNR: 3603; SWERK: 1303; STORT: F303-PPP; BEBER: F01; ABCKZ: V; BUKRS: 2222; KOSTL: 2222I55221; PROID: D43/XX/B6-1303/RT1/PPP; TPLNR: 1303 -TFA /TANK STORAGE NO 03 |  |  | T03-PVV01 |  |  | SAND & JURS | KONVENSIONAL |  |  | US | [21 empty] | 2628/SQ/BV/X/2023
48 | UPDATE-1 | REGION 5 | TBBM MALANG | C | 1303-T03-FA01/00 | 1303-T03-FA01/00 | 1303-T03-FA01/00 | 1303-T03-FA01/00 | OK | T03-FA01 | SECE | F |  | 01 | SECE | FLAME ARRESTER TANK T-03 | SF_FLAME_ARRESTER | GROES: 4IN; IWERK: 1303; INGRP: 049; GEWRK: 1303-LJP; WERGW: 1303; RBNR: 5399; SWERK: 1303; STORT: F303-PPP; BEBER: F01; ABCKZ: V; BUKRS: 2222; KOSTL: 2222I55221; PROID: D43/XX/B6-1303/RT1/PPP; TPLNR: 1303 -TFA /TANK STORAGE NO 03 |  |  | T03-FA01 |  |  | PRECON | KONVENSIONAL |  |  | IN
49 | UPDATE-1 | REGION 5 | TBBM MALANG | C | 1303-T03-GVI1/00 | 1303-T03-GV01/00 | 1303-T03-GV01/00 | 1303-T03-GV01/00 | OK | T03-GV01 |  | N |  | 01 |  | GATE VALVE INLET TANK T-03 | SF_VALVE | GROES: 4IN-150PSI; IWERK: 1303; INGRP: 049; GEWRK: 1303-LJP; WERGW: 1303; RBNR: 7304; SWERK: 1303; STORT: F303-PPP; BEBER: F01; ABCKZ: V; BUKRS: 2222; KOSTL: 2222I55221; PROID: D43/XX/B6-1303/RT1/PPP; TPLNR: 1303 -TFA /TANK STORAGE NO 03 |  |  | T03-GV01 |  |  | KITZ | GATE,ASTM A216 WCB |  |  | JP
50 | UPDATE-1 | REGION 5 | TBBM MALANG | C | 1303-T03-FLI1/00 | 1303-T03-FL01/00 | 1303-T03-FL01/00 | 1303-T03-FL01/00 | OK | T03-FL01 |  | N |  | 01 |  | FlEXIBLE JOINT INLET TANK T-03 | SF_FLEXIBLE_JOINT | GROES: 6IN-150PSI; IWERK: 1303; INGRP: 049; GEWRK: 1303-LJP; WERGW: 1303; RBNR: 4099; SWERK: 1303; STORT: F303-PPP; BEBER: F01; ABCKZ: V; BUKRS: 2222; KOSTL: 2222I55221; PROID: D43/XX/B6-1303/RT1/PPP; TPLNR: 1303 -TFA /TANK STORAGE NO 03 |  |  | T03-FL01 |  |  | SINGAFLEX | SSH 1 SINGLE BRAID |  |  | SG
51 | UPDATE-1 | REGION 5 | TBBM MALANG | C | 1303-T03-FLO2/00 | 1303-T03-FL02/00 | 1303-T03-FL02/00 | 1303-T03-FL02/00 | OK | T03-FL02 |  | N |  | 01 |  | FlEXIBLE JOINT OUTLET TANK T-03 | SF_FLEXIBLE_JOINT | GROES: 6IN-150PSI; IWERK: 1303; INGRP: 049; GEWRK: 1303-LJP; WERGW: 1303; RBNR: 4099; SWERK: 1303; STORT: F303-PPP; BEBER: F01; ABCKZ: V; BUKRS: 2222; KOSTL: 2222I55221; PROID: D43/XX/B6-1303/RT1/PPP; TPLNR: 1303 -TFA /TANK STORAGE NO 03 |  |  | T03-FL02 |  |  | SINGAFLEX | SSH 1 SINGLE BRAID |  |  | SG
52 | UPDATE-1 | REGION 5 | TBBM MALANG | C | 1303-T03-GVO2/00 | 1303-T03-GV02/00 | 1303-T03-GV02/00 | 1303-T03-GV02/00 | OK | T03-GV02 |  | N |  | 01 |  | GATE VALVE OUTLET TANK T-03 | SF_VALVE | GROES: 4IN-150PSI; IWERK: 1303; INGRP: 049; GEWRK: 1303-LJP; WERGW: 1303; RBNR: 7304; SWERK: 1303; STORT: F303-PPP; BEBER: F01; ABCKZ: V; BUKRS: 2222; KOSTL: 2222I55221; PROID: D43/XX/B6-1303/RT1/PPP; TPLNR: 1303 -TFA /TANK STORAGE NO 03 |  |  | T03-GV02 |  |  | KITZ | GATE,ASTM A216 WCB |  |  | US
53 | UPDATE-1 | REGION 5 | TBBM MALANG | C | 1303-T03-GVD1/00 | 1303-T03-GV03/00 | 1303-T03-GV03/00 | 1303-T03-GV03/00 | OK | T03-GV03 |  | N |  | 01 |  | GATE VALVE DRAIN TANK T-03 | SF_VALVE | GROES: 3IN-150PSI; IWERK: 1303; INGRP: 049; GEWRK: 1303-LJP; WERGW: 1303; RBNR: 7304; SWERK: 1303; STORT: F303-PPP; BEBER: F01; ABCKZ: V; BUKRS: 2222; KOSTL: 2222I55221; PROID: D43/XX/B6-1303/RT1/PPP; TPLNR: 1303 -TFA /TANK STORAGE NO 03 |  |  | T03-GV03 |  |  | KITZ | GATE,ASTM A216 WCB |  |  | JP
54 | UPDATE-1 | REGION 5 | TBBM MALANG | C | 1303-T03-CVI1/00 | 1303-T03-CV01/00 | 1303-T03-CV01/00 | 1303-T03-CV01/00 | OK | T03-CV01 |  | N |  | 01 |  | CHECK VALVE INLET TANK T-03 | SF_VALVE | GROES: 6IN-150PSI; IWERK: 1303; INGRP: 049; GEWRK: 1303-LJP; WERGW: 1303; RBNR: 7304; SWERK: 1303; STORT: F303-PPP; BEBER: F01; ABCKZ: Y; BUKRS: 2222; KOSTL: 2222I55221; PROID: D43/XX/B6-1303/RT1/PPP; TPLNR: 1303 -TFA /TANK STORAGE NO 03 |  |  | T03-CV01 |  |  | PK | SWING,ASTM A216 WCB |  |  | KR
55 | UPDATE-1 | REGION 5 | TBBM MALANG | C | 1303-T03-CVO2/00 | 1303-T03-CV02/00 | 1303-T03-CV02/00 | 1303-T03-CV02/00 | OK | T03-CV02 |  | N |  | 01 |  | CHECK VALVE OUTLET TANK T-03 | SF_VALVE | GROES: 6IN-150PSI; IWERK: 1303; INGRP: 049; GEWRK: 1303-LJP; WERGW: 1303; RBNR: 7304; SWERK: 1303; STORT: F303-PPP; BEBER: F01; ABCKZ: Y; BUKRS: 2222; KOSTL: 2222I55221; PROID: D43/XX/B6-1303/RT1/PPP; TPLNR: 1303 -TFA /TANK STORAGE NO 03 |  |  | T03-CV02 |  |  | GLT | SWING,ASTM A216 WCB |  |  | IN
56 | UPDATE-1 | REGION 5 | TBBM MALANG | C | 1303-T03-WS01/00 | 1303-T03-WS01/00 | 1303-T03-WS01/00 | 1303-T03-WS01/00 | OK | T03-WS01 | SECE | F |  | 01 | SECE | WATER SPRAYER TANK T-03 | SF_WATER_SPRAYER | GROES: 18BARG; IWERK: 1303; INGRP: 049; GEWRK: 1303-LJP; WERGW: 1303; RBNR: 5399; SWERK: 1303; STORT: F303-PPP; BEBER: F01; ABCKZ: V; BUKRS: 2222; KOSTL: 2222I55221; PROID: D43/XX/B6-1303/RT1/PPP; TPLNR: 1303 -TFA /TANK STORAGE NO 03 |  |  | T03-WS01 |  |  | TYCO | D3-WATER SPRAY-RING |  |  | US
57 | UPDATE-1 | REGION 5 | TBBM MALANG | C | 1303-T03-SDD01/00 | 1303-T03-SDD01/00 | 1303-T03-SDD01/00 | 1303-T03-SDD01/00 | OK | T03-SDD01 |  | N |  | 01 |  | DIPHATCH / SLOT DIPPING DEVICE TANK T-03 | SF_OTHERS | GROES: 6IN; IWERK: 1303; INGRP: 049; GEWRK: 1303-LJP; WERGW: 1303; RBNR: 7199; SWERK: 1303; STORT: F303-PPP; BEBER: F01; ABCKZ: Y; BUKRS: 2222; KOSTL: 2222I55221; PROID: D43/XX/B6-1303/RT1/PPP; TPLNR: 1303 -TFA /TANK STORAGE NO 03 |  |  | T03-SDD01 |  |  | WHESSOE LTD |  |  |  | GB
58 | UPDATE-1 | REGION 5 | TBBM MALANG | C | 1303-T03-GND01/00 | 1303-T03-GND01/00 | 1303-T03-GND01/00 | 1303-T03-GND01/00 | OK | T03-GND01 | SECE | E |  | 01 | SECE | GROUNDING TANK T-03 NO.01 | SF_GROUNDING | GROES: <5OHM; IWERK: 1303; INGRP: 049; GEWRK: 1303-LJP; WERGW: 1303; RBNR: 8899; SWERK: 1303; STORT: F303-PPP; BEBER: F01; ABCKZ: V; BUKRS: 2222; KOSTL: 2222I55221; PROID: D43/XX/B6-1303/RT1/PPP; TPLNR: 1303 -TFA /TANK STORAGE NO 03 |  |  | T03-GND01 |  |  |  | ROD |  |  | -
59 | UPDATE-1 | REGION 5 | TBBM MALANG | C | 1303-T03-GND02/00 | 1303-T03-GND02/00 | 1303-T03-GND02/00 | 1303-T03-GND02/00 | OK | T03-GND02 | SECE | E |  | 01 | SECE | GROUNDING TANK T-03 NO.02 | SF_GROUNDING | GROES: <5OHM; IWERK: 1303; INGRP: 049; GEWRK: 1303-LJP; WERGW: 1303; RBNR: 8899; SWERK: 1303; STORT: F303-PPP; BEBER: F01; ABCKZ: V; BUKRS: 2222; KOSTL: 2222I55221; PROID: D43/XX/B6-1303/RT1/PPP; TPLNR: 1303 -TFA /TANK STORAGE NO 03 |  |  | T03-GND02 |  |  |  | ROD |  |  | -
60 | UPDATE-1 | REGION 5 | TBBM MALANG | C | 1303-T03-GND03/00 | 1303-T03-GND03/00 | 1303-T03-GND03/00 | 1303-T03-GND03/00 | OK | T03-GND03 | SECE | E |  | 01 | SECE | GROUNDING TANK T-03 NO.03 | SF_GROUNDING | GROES: <5OHM; IWERK: 1303; INGRP: 049; GEWRK: 1303-LJP; WERGW: 1303; RBNR: 8899; SWERK: 1303; STORT: F303-PPP; BEBER: F01; ABCKZ: V; BUKRS: 2222; KOSTL: 2222I55221; PROID: D43/XX/B6-1303/RT1/PPP; TPLNR: 1303 -TFA /TANK STORAGE NO 03 |  |  | T03-GND03 |  |  |  | ROD |  |  | -
61 | UPDATE-1 | REGION 5 | TBBM MALANG | C | 1303-T03-GND04/00 | 1303-T03-GND04/00 | 1303-T03-GND04/00 | 1303-T03-GND04/00 | OK | T03-GND04 | SECE | E |  | 01 | SECE | GROUNDING TANK T-03 NO.04 | SF_GROUNDING | GROES: <5OHM; IWERK: 1303; INGRP: 049; GEWRK: 1303-LJP; WERGW: 1303; RBNR: 8899; SWERK: 1303; STORT: F303-PPP; BEBER: F01; ABCKZ: V; BUKRS: 2222; KOSTL: 2222I55221; PROID: D43/XX/B6-1303/RT1/PPP; TPLNR: 1303 -TFA /TANK STORAGE NO 03 |  |  | T03-GND04 |  |  |  | ROD |  |  | -
62 | UPDATE-1 | REGION 5 | TBBM MALANG | C | 1303-T03-ATG01/00 | 1303-T03-ATG01/00 | 1303-T03-ATG01/00 | 1303-T03-ATG01/00 | OK | T03-ATG01 |  | I |  | 01 |  | AUTOMATIC TANK GAUGING (ATG) TANK T-03 | SF_ATG | GROES: 0-7716 MM; IWERK: 1303; INGRP: 049; GEWRK: 1303-LJP; WERGW: 1303; RBNR: 7705; SWERK: 1303; STORT: F303-PPP; BEBER: F01; ABCKZ: T; BUKRS: 2222; KOSTL: 2222I55221; PROID: D43/XX/B6-1303/RT1/PPP; TPLNR: 1303 -TFA /TANK STORAGE NO 03 |  |  | T03-ATG01 |  |  | ENDRESS HAUSER | PROSERVO NMS53 |  |  | CH
63 | UPDATE-1 | REGION 5 | TBBM MALANG | C | 1303-T03-FC01/00 | 1303-T03-FC01/00 | 1303-T03-FC01/00 | 1303-T03-FC01/00 | OK | T03-FC01 | SECE | F |  | 01 | SECE | FOAM CHAMBER TANK T-03 | SF_FOAM_CHAMBER | GROES: 4IN; IWERK: 1303; INGRP: 049; GEWRK: 1303-LJP; WERGW: 1303; RBNR: 5399; SWERK: 1303; STORT: F303-PPP; BEBER: F01; ABCKZ: V; BUKRS: 2222; KOSTL: 2222I55221; PROID: D43/XX/B6-1303/RT1/PPP; TPLNR: 1303 -TFA /TANK STORAGE NO 03 |  |  | T03-FC01 |  |  | NATIONAL FOAM | KONVENSIONAL |  |  | US
64 | UPDATE-1 | REGION 5 | TBBM MALANG | C | 1303-T03-GVRI1/00 | 1303-T03-GV04/00 | 1303-T03-GV04/00 | 1303-T03-GV04/00 | OK | T03-GV04 |  | N |  | 01 |  | GATE VALVE REDUNDANT INLET TANK T-03 | SF_VALVE | GROES: 6IN-150PSI; IWERK: 1303; INGRP: 049; GEWRK: 1303-LJP; WERGW: 1303; RBNR: 7304; SWERK: 1303; STORT: F303-PPP; BEBER: F01; ABCKZ: Y; BUKRS: 2222; KOSTL: 2222I55221; PROID: D43/XX/B6-1303/RT1/PPP; TPLNR: 1303 -TFA /TANK STORAGE NO 03 |  |  | T03-GV04 |  |  | FBV | GATE,ASTM A216 WCB |  |  | US
65 | UPDATE-1 | REGION 5 | TBBM MALANG | C | 1303-T03-GVRO2/00 | 1303-T03-GV05/00 | 1303-T03-GV05/00 | 1303-T03-GV05/00 | OK | T03-GV05 |  | N |  | 01 |  | GATE VALVE REDUNDANT OUTLET TANK T-03 | SF_VALVE | GROES: 6IN-150PSI; IWERK: 1303; INGRP: 049; GEWRK: 1303-LJP; WERGW: 1303; RBNR: 7304; SWERK: 1303; STORT: F303-PPP; BEBER: F01; ABCKZ: Y; BUKRS: 2222; KOSTL: 2222I55221; PROID: D43/XX/B6-1303/RT1/PPP; TPLNR: 1303 -TFA /TANK STORAGE NO 03 |  |  | T03-GV05 |  |  | FBV | GATE,ASTM A216 WCB |  |  | US
66 | UPDATE-1 | REGION 5 | TBBM MALANG | C | NEW | 1303-T03-TT01/00 | 1303-T03-TT01/00 | 1303-T03-TT01/00 | OK | T03-TT01 |  | I |  | 01 |  | TEMPERATURE TRANSMITTER TANK T-03 | SF_INS_TRANSMITTER | GROES: -40 TO 100 DEGC; IWERK: 1303; INGRP: 049; GEWRK: 1303-LJP; WERGW: 1303; RBNR: 6702; SWERK: 1303; STORT: F303-PPP; BEBER: F01; ABCKZ: T; BUKRS: 2222; KOSTL: 2222I55221; PROID: D43/XX/B6-1303/RT1/PPP; TPLNR: 1303 -TFA /TANK STORAGE NO 03 |  |  | T03-TT01 |  |  | ENDRESS HAUSER | NMT53 |  |  | CH
67 | UPDATE-1 | REGION 5 | TBBM MALANG | C | 1303-TF-T04/00 | 1303-TFA-T04/00 | 1303-TFA-T04/00 | 1303-TFA-T04/00 | OK | TFA-T04 |  | N |  | 01 |  | TANK STORAGE NO.04 | SF_TANKI_TIMBUN | GROES: 544KL; IWERK: 1303; INGRP: 049; GEWRK: 1303-LJP; WERGW: 1303; RBNR: 0101; SWERK: 1303; STORT: F303-PPP; BEBER: F01; ABCKZ: V; BUKRS: 2222; KOSTL: 2222I55221; PROID: D43/XX/B6-1303/RT1/PPP; TPLNR: 1303 -TFA /TANK STORAGE NO 04 |  |  | TFA-T04 |  |  |  | CONE ROOF TANK |  |  | - | [21 empty] | 0230/SQ/ST/X/2023
68 | UPDATE-1 | REGION 5 | TBBM MALANG | C | 1303-T04-PRVI1/00 | 1303-T04-PRV01/00 | 1303-T04-PRV01/00 | 1303-T04-PRV01/00 | OK | T04-PRV01 | SECE | F |  | 01 | SECE | PRESS RELIEF VALVE INLET TANK T-04 | SF_PRV | GROES: 1.5X1.5IN-150RF; IWERK: 1303; INGRP: 049; GEWRK: 1303-LJP; WERGW: 1303; RBNR: 3602; SWERK: 1303; STORT: F303-PPP; BEBER: F01; ABCKZ: V; BUKRS: 2222; KOSTL: 2222I55221; PROID: D43/XX/B6-1303/RT1/PPP; TPLNR: 1303 -TFA /TANK STORAGE NO 04 |  |  | T04-PRV01 |  |  | SAFETY 317 VALVE | KONVENSIONAL |  |  | TW | [21 empty] | 2611/SQ/PRV/X/2023
69 | UPDATE-1 | REGION 5 | TBBM MALANG | C | 1303-T04-PRVO2/00 | 1303-T04-PRV02/00 | 1303-T04-PRV02/00 | 1303-T04-PRV02/00 | OK | T04-PRV02 | SECE | F |  | 01 | SECE | PRESS RELIEF VALVE OUTLET TANK T-04 | SF_PRV | GROES: 1.5X1.5IN-150RF; IWERK: 1303; INGRP: 049; GEWRK: 1303-LJP; WERGW: 1303; RBNR: 3602; SWERK: 1303; STORT: F303-PPP; BEBER: F01; ABCKZ: V; BUKRS: 2222; KOSTL: 2222I55221; PROID: D43/XX/B6-1303/RT1/PPP; TPLNR: 1303 -TFA /TANK STORAGE NO 04 |  |  | T04-PRV02 |  |  | SAFETY 317 VALVE | KONVENSIONAL |  |  | TW | [21 empty] | 2610/SQ/PRV/X/2023
70 | UPDATE-1 | REGION 5 | TBBM MALANG | C | 1303-T04-PVVI1/00 | 1303-T04-PVV01/00 | 1303-T04-PVV01/00 | 1303-T04-PVV01/00 | OK | T04-PVV01 | SECE | F |  | 01 | SECE | PRESSURE VACUUM VALVE TANK T-04 | SF_VENTING | GROES: 8IN-150PSI; IWERK: 1303; INGRP: 049; GEWRK: 1303-LJP; WERGW: 1303; RBNR: 3603; SWERK: 1303; STORT: F303-PPP; BEBER: F01; ABCKZ: V; BUKRS: 2222; KOSTL: 2222I55221; PROID: D43/XX/B6-1303/RT1/PPP; TPLNR: 1303 -TFA /TANK STORAGE NO 04 |  |  | T04-PVV01 |  |  | SAND & JURS | 94020 |  |  | US | [21 empty] | 2629/SQ/BV/X/2023
71 | UPDATE-1 | REGION 5 | TBBM MALANG | C | 1303-T04-FA01/00 | 1303-T04-FA01/00 | 1303-T04-FA01/00 | 1303-T04-FA01/00 | OK | T04-FA01 | SECE | F |  | 01 | SECE | FLAME ARRESTER TANK T-04 | SF_FLAME_ARRESTER | GROES: 6IN; IWERK: 1303; INGRP: 049; GEWRK: 1303-LJP; WERGW: 1303; RBNR: 5399; SWERK: 1303; STORT: F303-PPP; BEBER: F01; ABCKZ: V; BUKRS: 2222; KOSTL: 2222I55221; PROID: D43/XX/B6-1303/RT1/PPP; TPLNR: 1303 -TFA /TANK STORAGE NO 04 |  |  | T04-FA01 |  |  | PRECON | KONVENSIONAL |  |  | IN
72 | UPDATE-1 | REGION 5 | TBBM MALANG | C | 1303-T04-GVI1/00 | 1303-T04-GV01/00 | 1303-T04-GV01/00 | 1303-T04-GV01/00 | OK | T04-GV01 |  | N |  | 01 |  | GATE VALVE INLET TANK T-04 | SF_VALVE | GROES: 6IN-150PSI; IWERK: 1303; INGRP: 049; GEWRK: 1303-LJP; WERGW: 1303; RBNR: 7304; SWERK: 1303; STORT: F303-PPP; BEBER: F01; ABCKZ: V; BUKRS: 2222; KOSTL: 2222I55221; PROID: D43/XX/B6-1303/RT1/PPP; TPLNR: 1303 -TFA /TANK STORAGE NO 04 |  |  | T04-GV01 |  |  | CRANE | GATE,ASTM A216 WCB |  |  | US
73 | UPDATE-1 | REGION 5 | TBBM MALANG | C | 1303-T04-FLI1/00 | 1303-T04-FL01/00 | 1303-T04-FL01/00 | 1303-T04-FL01/00 | OK | T04-FL01 |  | N |  | 01 |  | FlEXIBLE JOINT INLET TANK T-04 | SF_FLEXIBLE_JOINT | GROES: 6IN-150PSI; IWERK: 1303; INGRP: 049; GEWRK: 1303-LJP; WERGW: 1303; RBNR: 4099; SWERK: 1303; STORT: F303-PPP; BEBER: F01; ABCKZ: V; BUKRS: 2222; KOSTL: 2222I55221; PROID: D43/XX/B6-1303/RT1/PPP; TPLNR: 1303 -TFA /TANK STORAGE NO 04 |  |  | T04-FL01 |  |  | SINGAFLEX | SSH 1 SINGLE BRAID |  |  | SG
74 | UPDATE-1 | REGION 5 | TBBM MALANG | C | 1303-T04-FLO2/00 | 1303-T04-FL02/00 | 1303-T04-FL02/00 | 1303-T04-FL02/00 | OK | T04-FL02 |  | N |  | 01 |  | FlEXIBLE JOINT OUTLET TANK T-04 | SF_FLEXIBLE_JOINT | GROES: 6IN-150PSI; IWERK: 1303; INGRP: 049; GEWRK: 1303-LJP; WERGW: 1303; RBNR: 4099; SWERK: 1303; STORT: F303-PPP; BEBER: F01; ABCKZ: V; BUKRS: 2222; KOSTL: 2222I55221; PROID: D43/XX/B6-1303/RT1/PPP; TPLNR: 1303 -TFA /TANK STORAGE NO 04 |  |  | T04-FL02 |  |  | SINGAFLEX | SSH 1 SINGLE BRAID |  |  | SG
75 | UPDATE-1 | REGION 5 | TBBM MALANG | C | 1303-T04-GVO2/00 | 1303-T04-GV02/00 | 1303-T04-GV02/00 | 1303-T04-GV02/00 | OK | T04-GV02 |  | N |  | 01 |  | GATE VALVE OUTLET TANK T-04 | SF_VALVE | GROES: 6IN-150PSI; IWERK: 1303; INGRP: 049; GEWRK: 1303-LJP; WERGW: 1303; RBNR: 7304; SWERK: 1303; STORT: F303-PPP; BEBER: F01; ABCKZ: V; BUKRS: 2222; KOSTL: 2222I55221; PROID: D43/XX/B6-1303/RT1/PPP; TPLNR: 1303 -TFA /TANK STORAGE NO 04 |  |  | T04-GV02 |  |  | JC | GATE,ASTM A216 WCB |  |  | ES
76 | UPDATE-1 | REGION 5 | TBBM MALANG | C | 1303-T04-GVD1/00 | 1303-T04-GV03/00 | 1303-T04-GV03/00 | 1303-T04-GV03/00 | OK | T04-GV03 |  | N |  | 01 |  | GATE VALVE DRAIN TANK T-04 | SF_VALVE | GROES: 4IN-150PSI; IWERK: 1303; INGRP: 049; GEWRK: 1303-LJP; WERGW: 1303; RBNR: 7304; SWERK: 1303; STORT: F303-PPP; BEBER: F01; ABCKZ: V; BUKRS: 2222; KOSTL: 2222I55221; PROID: D43/XX/B6-1303/RT1/PPP; TPLNR: 1303 -TFA /TANK STORAGE NO 04 |  |  | T04-GV03 |  |  | DIKKERS | GATE,ASTM A216 WCB |  |  | NL
77 | UPDATE-1 | REGION 5 | TBBM MALANG | C | 1303-T04-CVI1/00 | 1303-T04-CV01/00 | 1303-T04-CV01/00 | 1303-T04-CV01/00 | OK | T04-CV01 |  | N |  | 01 |  | CHECK VALVE INLET TANK T-04 | SF_VALVE | GROES: 6IN-150PSI; IWERK: 1303; INGRP: 049; GEWRK: 1303-LJP; WERGW: 1303; RBNR: 7304; SWERK: 1303; STORT: F303-PPP; BEBER: F01; ABCKZ: Y; BUKRS: 2222; KOSTL: 2222I55221; PROID: D43/XX/B6-1303/RT1/PPP; TPLNR: 1303 -TFA /TANK STORAGE NO 04 |  |  | T04-CV01 |  |  | PK | SWING,ASTM A216 WCB |  |  | KR
78 | UPDATE-1 | REGION 5 | TBBM MALANG | C | 1303-T04-CVO2/00 | 1303-T04-CV02/00 | 1303-T04-CV02/00 | 1303-T04-CV02/00 | OK | T04-CV02 |  | N |  | 01 |  | CHECK VALVE OUTLET TANK T-04 | SF_VALVE | GROES: 6IN-150PSI; IWERK: 1303; INGRP: 049; GEWRK: 1303-LJP; WERGW: 1303; RBNR: 7304; SWERK: 1303; STORT: F303-PPP; BEBER: F01; ABCKZ: Y; BUKRS: 2222; KOSTL: 2222I55221; PROID: D43/XX/B6-1303/RT1/PPP; TPLNR: 1303 -TFA /TANK STORAGE NO 04 |  |  | T04-CV02 |  |  | PK | SWING,ASTM A216 WCB |  |  | KR
79 | UPDATE-1 | REGION 5 | TBBM MALANG | C | 1303-T04-WS01/00 | 1303-T04-WS01/00 | 1303-T04-WS01/00 | 1303-T04-WS01/00 | OK | T04-WS01 | SECE | F |  | 01 | SECE | WATER SPRAYER TANK T-04 | SF_WATER_SPRAYER | GROES: 18BARG; IWERK: 1303; INGRP: 049; GEWRK: 1303-LJP; WERGW: 1303; RBNR: 5399; SWERK: 1303; STORT: F303-PPP; BEBER: F01; ABCKZ: V; BUKRS: 2222; KOSTL: 2222I55221; PROID: D43/XX/B6-1303/RT1/PPP; TPLNR: 1303 -TFA /TANK STORAGE NO 04 |  |  | T04-WS01 |  |  | TYCO | D3-WATER SPRAY-RING |  |  | US
80 | UPDATE-1 | REGION 5 | TBBM MALANG | C | 1303-T04-SDD01/00 | 1303-T04-SDD01/00 | 1303-T04-SDD01/00 | 1303-T04-SDD01/00 | OK | T04-SDD01 |  | N |  | 01 |  | DIPHATCH / SLOT DIPPING DEVICE TANK T-04 | SF_OTHERS | GROES: 6IN; IWERK: 1303; INGRP: 049; GEWRK: 1303-LJP; WERGW: 1303; RBNR: 7199; SWERK: 1303; STORT: F303-PPP; BEBER: F01; ABCKZ: Y; BUKRS: 2222; KOSTL: 2222I55221; PROID: D43/XX/B6-1303/RT1/PPP; TPLNR: 1303 -TFA /TANK STORAGE NO 04 |  |  | T04-SDD01 |  |  | SWSS | SDD |  |  | -
81 | UPDATE-1 | REGION 5 | TBBM MALANG | C | 1303-T04-GND01/00 | 1303-T04-GND01/00 | 1303-T04-GND01/00 | 1303-T04-GND01/00 | OK | T04-GND01 | SECE | E |  | 01 | SECE | GROUNDING TANK T-04 NO.01 | SF_GROUNDING | GROES: <5OHM; IWERK: 1303; INGRP: 049; GEWRK: 1303-LJP; WERGW: 1303; RBNR: 8899; SWERK: 1303; STORT: F303-PPP; BEBER: F01; ABCKZ: V; BUKRS: 2222; KOSTL: 2222I55221; PROID: D43/XX/B6-1303/RT1/PPP; TPLNR: 1303 -TFA /TANK STORAGE NO 04 |  |  | T04-GND01 |  |  |  | ROD |  |  | -
82 | UPDATE-1 | REGION 5 | TBBM MALANG | C | 1303-T04-GND02/00 | 1303-T04-GND02/00 | 1303-T04-GND02/00 | 1303-T04-GND02/00 | OK | T04-GND02 | SECE | E |  | 01 | SECE | GROUNDING TANK T-04 NO.02 | SF_GROUNDING | GROES: <5OHM; IWERK: 1303; INGRP: 049; GEWRK: 1303-LJP; WERGW: 1303; RBNR: 8899; SWERK: 1303; STORT: F303-PPP; BEBER: F01; ABCKZ: V; BUKRS: 2222; KOSTL: 2222I55221; PROID: D43/XX/B6-1303/RT1/PPP; TPLNR: 1303 -TFA /TANK STORAGE NO 04 |  |  | T04-GND02 |  |  |  | ROD |  |  | -
83 | UPDATE-1 | REGION 5 | TBBM MALANG | C | 1303-T04-GND03/00 | 1303-T04-GND03/00 | 1303-T04-GND03/00 | 1303-T04-GND03/00 | OK | T04-GND03 | SECE | E |  | 01 | SECE | GROUNDING TANK T-04 NO.03 | SF_GROUNDING | GROES: <5OHM; IWERK: 1303; INGRP: 049; GEWRK: 1303-LJP; WERGW: 1303; RBNR: 8899; SWERK: 1303; STORT: F303-PPP; BEBER: F01; ABCKZ: V; BUKRS: 2222; KOSTL: 2222I55221; PROID: D43/XX/B6-1303/RT1/PPP; TPLNR: 1303 -TFA /TANK STORAGE NO 04 |  |  | T04-GND03 |  |  |  | ROD |  |  | -
84 | UPDATE-1 | REGION 5 | TBBM MALANG | C | 1303-T04-GND04/00 | 1303-T04-GND04/00 | 1303-T04-GND04/00 | 1303-T04-GND04/00 | OK | T04-GND04 | SECE | E |  | 01 | SECE | GROUNDING TANK T-04 NO.04 | SF_GROUNDING | GROES: <5OHM; IWERK: 1303; INGRP: 049; GEWRK: 1303-LJP; WERGW: 1303; RBNR: 8899; SWERK: 1303; STORT: F303-PPP; BEBER: F01; ABCKZ: V; BUKRS: 2222; KOSTL: 2222I55221; PROID: D43/XX/B6-1303/RT1/PPP; TPLNR: 1303 -TFA /TANK STORAGE NO 04 |  |  | T04-GND04 |  |  |  | ROD |  |  | -
85 | UPDATE-1 | REGION 5 | TBBM MALANG | C | 1303-T04-ATG01/00 | 1303-T04-ATG01/00 | 1303-T04-ATG01/00 | 1303-T04-ATG01/00 | OK | T04-ATG01 |  | I |  | 01 |  | AUTOMATIC TANK GAUGING (ATG) TANK T-04 | SF_ATG | GROES: 0-7441 MM; IWERK: 1303; INGRP: 049; GEWRK: 1303-LJP; WERGW: 1303; RBNR: 7705; SWERK: 1303; STORT: F303-PPP; BEBER: F01; ABCKZ: T; BUKRS: 2222; KOSTL: 2222I55221; PROID: D43/XX/B6-1303/RT1/PPP; TPLNR: 1303 -TFA /TANK STORAGE NO 04 |  |  | T04-ATG01 |  |  | ENDRESS HAUSER | PROSERVO NMS53 |  |  | CH
86 | UPDATE-1 | REGION 5 | TBBM MALANG | C | 1303-T04-FC01/00 | 1303-T04-FC01/00 | 1303-T04-FC01/00 | 1303-T04-FC01/00 | OK | T04-FC01 | SECE | F |  | 01 | SECE | FOAM CHAMBER TANK T-04 | SF_FOAM_CHAMBER | GROES: 4IN; IWERK: 1303; INGRP: 049; GEWRK: 1303-LJP; WERGW: 1303; RBNR: 5399; SWERK: 1303; STORT: F303-PPP; BEBER: F01; ABCKZ: V; BUKRS: 2222; KOSTL: 2222I55221; PROID: D43/XX/B6-1303/RT1/PPP; TPLNR: 1303 -TFA /TANK STORAGE NO 04 |  |  | T04-FC01 |  |  | NATIONAL FOAM | KONVENSIONAL |  |  | US
87 | UPDATE-1 | REGION 5 | TBBM MALANG | C | 1303-T04-GVRI1/00 | 1303-T04-GV04/00 | 1303-T04-GV04/00 | 1303-T04-GV04/00 | OK | T04-GV04 |  | N |  | 01 |  | GATE VALVE REDUNDANT INLET TANK T-04 | SF_VALVE | GROES: 6IN-150PSI; IWERK: 1303; INGRP: 049; GEWRK: 1303-LJP; WERGW: 1303; RBNR: 7304; SWERK: 1303; STORT: F303-PPP; BEBER: F01; ABCKZ: Y; BUKRS: 2222; KOSTL: 2222I55221; PROID: D43/XX/B6-1303/RT1/PPP; TPLNR: 1303 -TFA /TANK STORAGE NO 04 |  |  | T04-GV04 |  |  | FBV | GATE,ASTM A216 WCB |  |  | US
88 | UPDATE-1 | REGION 5 | TBBM MALANG | C | 1303-T04-GVRO2/00 | 1303-T04-GV05/00 | 1303-T04-GV05/00 | 1303-T04-GV05/00 | OK | T04-GV05 |  | N |  | 01 |  | GATE VALVE REDUNDANT OUTLET TANK T-04 | SF_VALVE | GROES: 6IN-150PSI; IWERK: 1303; INGRP: 049; GEWRK: 1303-LJP; WERGW: 1303; RBNR: 7304; SWERK: 1303; STORT: F303-PPP; BEBER: F01; ABCKZ: Y; BUKRS: 2222; KOSTL: 2222I55221; PROID: D43/XX/B6-1303/RT1/PPP; TPLNR: 1303 -TFA /TANK STORAGE NO 04 |  |  | T04-GV05 |  |  | FBV | GATE,ASTM A216 WCB |  |  | US
89 | UPDATE-1 | REGION 5 | TBBM MALANG | C | NEW | 1303-T04-TT01/00 | 1303-T04-TT01/00 | 1303-T04-TT01/00 | OK | T04-TT01 |  | I |  | 01 |  | TEMPERATURE TRANSMITTER TANK T-04 | SF_INS_TRANSMITTER | GROES: -40 TO 100 DEGC; IWERK: 1303; INGRP: 049; GEWRK: 1303-LJP; WERGW: 1303; RBNR: 6702; SWERK: 1303; STORT: F303-PPP; BEBER: F01; ABCKZ: T; BUKRS: 2222; KOSTL: 2222I55221; PROID: D43/XX/B6-1303/RT1/PPP; TPLNR: 1303 -TFA /TANK STORAGE NO 04 |  |  | T04-TT01 |  |  | ENDRESS HAUSER | NMT53 |  |  | CH
90 | UPDATE-1 | REGION 5 | TBBM MALANG | C | 1303-TF-T05/00 | 1303-TFA-T05/00 | 1303-TFA-T05/00 | 1303-TFA-T05/00 | OK | TFA-T05 | PCE | N |  | 01 | PCE | TANK STORAGE NO.05 | SF_TANKI_TIMBUN | GROES: 1042KL; IWERK: 1303; INGRP: 049; GEWRK: 1303-LJP; WERGW: 1303; RBNR: 0101; SWERK: 1303; STORT: F303-PPP; BEBER: F01; ABCKZ: V; BUKRS: 2222; KOSTL: 2222I55221; PROID: D43/XX/B6-1303/RT1/PPP; TPLNR: 1303 -TFA /TANK STORAGE NO 05 |  |  | TFA-T05 |  |  |  | CONE ROOF TANK |  |  | - | [21 empty] | 0231/SQ/ST/X/2023
91 | UPDATE-1 | REGION 5 | TBBM MALANG | C | 1303-T05-PRVI1/00 | 1303-T05-PRV01/00 | 1303-T05-PRV01/00 | 1303-T05-PRV01/00 | OK | T05-PRV01 | SECE | F |  | 01 | SECE | PRESS RELIEF VALVE INLET TANK T-05 | SF_PRV | GROES: 1.5X1.5IN-150RF; IWERK: 1303; INGRP: 049; GEWRK: 1303-LJP; WERGW: 1303; RBNR: 3602; SWERK: 1303; STORT: F303-PPP; BEBER: F01; ABCKZ: V; BUKRS: 2222; KOSTL: 2222I55221; PROID: D43/XX/B6-1303/RT1/PPP; TPLNR: 1303 -TFA /TANK STORAGE NO 05 |  |  | T05-PRV01 |  |  | SAFETY 317 VALVE | KONVENSIONAL |  |  | TW | [21 empty] | 2613/SQ/PRV/X/2023
92 | UPDATE-1 | REGION 5 | TBBM MALANG | C | 1303-T05-PRVO2/00 | 1303-T05-PRV02/00 | 1303-T05-PRV02/00 | 1303-T05-PRV02/00 | OK | T05-PRV02 | SECE | F |  | 01 | SECE | PRESS RELIEF VALVE OUTLET TANK T-05 | SF_PRV | GROES: 1.5X1.5IN-150RF; IWERK: 1303; INGRP: 049; GEWRK: 1303-LJP; WERGW: 1303; RBNR: 3602; SWERK: 1303; STORT: F303-PPP; BEBER: F01; ABCKZ: V; BUKRS: 2222; KOSTL: 2222I55221; PROID: D43/XX/B6-1303/RT1/PPP; TPLNR: 1303 -TFA /TANK STORAGE NO 05 |  |  | T05-PRV02 |  |  | SAFETY 317 VALVE | KONVENSIONAL |  |  | TW | [21 empty] | 2614/SQ/PRV/X/2023
93 | UPDATE-1 | REGION 5 | TBBM MALANG | C | 1303-T05-PVVI1/00 | 1303-T05-PVV01/00 | 1303-T05-PVV01/00 | 1303-T05-PVV01/00 | OK | T05-PVV01 | SECE | F |  | 01 | SECE | PRESSURE VACUUM VALVE TANK T-05 NO.1 | SF_VENTING | GROES: 6IN-150PSI; IWERK: 1303; INGRP: 049; GEWRK: 1303-LJP; WERGW: 1303; RBNR: 3603; SWERK: 1303; STORT: F303-PPP; BEBER: F01; ABCKZ: V; BUKRS: 2222; KOSTL: 2222I55221; PROID: D43/XX/B6-1303/RT1/PPP; TPLNR: 1303 -TFA /TANK STORAGE NO 05 |  |  | T05-PVV01 |  |  | SAND & JURS | 94020 |  |  | US | [21 empty] | 2630/SQ/BV/X/2023
94 | UPDATE-1 | REGION 5 | TBBM MALANG | C | NEW | 1303-T05-PVV02/00 | 1303-T05-PVV02/00 | 1303-T05-PVV02/00 | OK | T05-PVV02 | SECE | F |  | 01 | SECE | PRESSURE VACUUM VALVE TANK T-05 NO.2 | SF_VENTING | GROES: 4IN-150PSI; IWERK: 1303; INGRP: 049; GEWRK: 1303-LJP; WERGW: 1303; RBNR: 3603; SWERK: 1303; STORT: F303-PPP; BEBER: F01; ABCKZ: V; BUKRS: 2222; KOSTL: 2222I55221; PROID: D43/XX/B6-1303/RT1/PPP; TPLNR: 1303 -TFA /TANK STORAGE NO 05 |  |  | T05-PVV02 |  |  | SAND & JURS | 94020 |  |  | US
95 | UPDATE-1 | REGION 5 | TBBM MALANG | C | 1303-T05-FA01/00 | 1303-T05-FA01/00 | 1303-T05-FA01/00 | 1303-T05-FA01/00 | OK | T05-FA01 | SECE | F |  | 01 | SECE | FLAME ARRESTER TANK T-05 | SF_FLAME_ARRESTER | GROES: 4IN; IWERK: 1303; INGRP: 049; GEWRK: 1303-LJP; WERGW: 1303; RBNR: 5399; SWERK: 1303; STORT: F303-PPP; BEBER: F01; ABCKZ: V; BUKRS: 2222; KOSTL: 2222I55221; PROID: D43/XX/B6-1303/RT1/PPP; TPLNR: 1303 -TFA /TANK STORAGE NO 05 |  |  | T05-FA01 |  |  | PRECON | KONVENSIONAL |  |  | IN
96 | UPDATE-1 | REGION 5 | TBBM MALANG | C | 1303-T05-GVI1/00 | 1303-T05-GV01/00 | 1303-T05-GV01/00 | 1303-T05-GV01/00 | OK | T05-GV01 |  | N |  | 01 |  | GATE VALVE INLET TANK T-05 | SF_VALVE | GROES: 6IN-150PSI; IWERK: 1303; INGRP: 049; GEWRK: 1303-LJP; WERGW: 1303; RBNR: 7304; SWERK: 1303; STORT: F303-PPP; BEBER: F01; ABCKZ: V; BUKRS: 2222; KOSTL: 2222I55221; PROID: D43/XX/B6-1303/RT1/PPP; TPLNR: 1303 -TFA /TANK STORAGE NO 05 |  |  | T05-GV01 |  |  | CRANE | GATE,ASTM A216 WCB |  |  | US
97 | UPDATE-1 | REGION 5 | TBBM MALANG | C | 1303-T05-FLI1/00 | 1303-T05-FL01/00 | 1303-T05-FL01/00 | 1303-T05-FL01/00 | OK | T05-FL01 |  | N |  | 01 |  | FlEXIBLE JOINT INLET TANK T-05 | SF_FLEXIBLE_JOINT | GROES: 6IN-150PSI; IWERK: 1303; INGRP: 049; GEWRK: 1303-LJP; WERGW: 1303; RBNR: 4099; SWERK: 1303; STORT: F303-PPP; BEBER: F01; ABCKZ: V; BUKRS: 2222; KOSTL: 2222I55221; PROID: D43/XX/B6-1303/RT1/PPP; TPLNR: 1303 -TFA /TANK STORAGE NO 05 |  |  | T05-FL01 |  |  | SINGAFLEX | SSH 1 SINGLE BRAID |  |  | SG
98 | UPDATE-1 | REGION 5 | TBBM MALANG | C | 1303-T05-FLO2/00 | 1303-T05-FL02/00 | 1303-T05-FL02/00 | 1303-T05-FL02/00 | OK | T05-FL02 |  | N |  | 01 |  | FlEXIBLE JOINT OUTLET TANK T-05 | SF_FLEXIBLE_JOINT | GROES: 6IN-150PSI; IWERK: 1303; INGRP: 049; GEWRK: 1303-LJP; WERGW: 1303; RBNR: 4099; SWERK: 1303; STORT: F303-PPP; BEBER: F01; ABCKZ: V; BUKRS: 2222; KOSTL: 2222I55221; PROID: D43/XX/B6-1303/RT1/PPP; TPLNR: 1303 -TFA /TANK STORAGE NO 05 |  |  | T05-FL02 |  |  | SINGAFLEX | SSH 1 SINGLE BRAID |  |  | SG
99 | UPDATE-1 | REGION 5 | TBBM MALANG | C | 1303-T05-GVO2/00 | 1303-T05-GV02/00 | 1303-T05-GV02/00 | 1303-T05-GV02/00 | OK | T05-GV02 |  | N |  | 01 |  | GATE VALVE OUTLET TANK T-05 | SF_VALVE | GROES: 6IN-150PSI; IWERK: 1303; INGRP: 049; GEWRK: 1303-LJP; WERGW: 1303; RBNR: 7304; SWERK: 1303; STORT: F303-PPP; BEBER: F01; ABCKZ: V; BUKRS: 2222; KOSTL: 2222I55221; PROID: D43/XX/B6-1303/RT1/PPP; TPLNR: 1303 -TFA /TANK STORAGE NO 05 |  |  | T05-GV02 |  |  | CRANE | GATE,ASTM A216 WCB |  |  | US
100 | UPDATE-1 | REGION 5 | TBBM MALANG | C | 1303-T05-GVD1/00 | 1303-T05-GV03/00 | 1303-T05-GV03/00 | 1303-T05-GV03/00 | OK | T05-GV03 |  | N |  | 01 |  | GATE VALVE DRAIN TANK T-05 | SF_VALVE | GROES: 4IN-150PSI; IWERK: 1303; INGRP: 049; GEWRK: 1303-LJP; WERGW: 1303; RBNR: 7304; SWERK: 1303; STORT: F303-PPP; BEBER: F01; ABCKZ: V; BUKRS: 2222; KOSTL: 2222I55221; PROID: D43/XX/B6-1303/RT1/PPP; TPLNR: 1303 -TFA /TANK STORAGE NO 05 |  |  | T05-GV03 |  |  | KITZ | GATE,ASTM A216 WCB |  |  | JP
101 | UPDATE-1 | REGION 5 | TBBM MALANG | C | 1303-T05-CVI1/00 | 1303-T05-CV01/00 | 1303-T05-CV01/00 | 1303-T05-CV01/00 | OK | T05-CV01 |  | N |  | 01 |  | CHECK VALVE INLET TANK T-05 | SF_VALVE | GROES: 6IN-150PSI; IWERK: 1303; INGRP: 049; GEWRK: 1303-LJP; WERGW: 1303; RBNR: 7304; SWERK: 1303; STORT: F303-PPP; BEBER: F01; ABCKZ: Y; BUKRS: 2222; KOSTL: 2222I55221; PROID: D43/XX/B6-1303/RT1/PPP; TPLNR: 1303 -TFA /TANK STORAGE NO 05 |  |  | T05-CV01 |  |  | JC | SWING,ASTM A216 WCB |  |  | ES
102 | UPDATE-1 | REGION 5 | TBBM MALANG | C | 1303-T05-CVO2/00 | 1303-T05-CV02/00 | 1303-T05-CV02/00 | 1303-T05-CV02/00 | OK | T05-CV02 |  | N |  | 01 |  | CHECK VALVE OUTLET TANK T-05 | SF_VALVE | GROES: 6IN-150PSI; IWERK: 1303; INGRP: 049; GEWRK: 1303-LJP; WERGW: 1303; RBNR: 7304; SWERK: 1303; STORT: F303-PPP; BEBER: F01; ABCKZ: Y; BUKRS: 2222; KOSTL: 2222I55221; PROID: D43/XX/B6-1303/RT1/PPP; TPLNR: 1303 -TFA /TANK STORAGE NO 05 |  |  | T05-CV02 |  |  | JC | SWING,ASTM A216 WCB |  |  | ES
103 | UPDATE-1 | REGION 5 | TBBM MALANG | C | 1303-T05-WS01/00 | 1303-T05-WS01/00 | 1303-T05-WS01/00 | 1303-T05-WS01/00 | OK | T05-WS01 | SECE | F |  | 01 | SECE | WATER SPRAYER TANK T-05 | SF_WATER_SPRAYER | GROES: 18BARG; IWERK: 1303; INGRP: 049; GEWRK: 1303-LJP; WERGW: 1303; RBNR: 5399; SWERK: 1303; STORT: F303-PPP; BEBER: F01; ABCKZ: V; BUKRS: 2222; KOSTL: 2222I55221; PROID: D43/XX/B6-1303/RT1/PPP; TPLNR: 1303 -TFA /TANK STORAGE NO 05 |  |  | T05-WS01 |  |  | TYCO | D3-WATER SPRAY-RING |  |  | US
104 | UPDATE-1 | REGION 5 | TBBM MALANG | C | 1303-T05-SDD01/00 | 1303-T05-SDD01/00 | 1303-T05-SDD01/00 | 1303-T05-SDD01/00 | OK | T05-SDD01 |  | N |  | 01 |  | DIPHATCH / SLOT DIPPING DEVICE TANK T-05 | SF_OTHERS | GROES: 6IN; IWERK: 1303; INGRP: 049; GEWRK: 1303-LJP; WERGW: 1303; RBNR: 7199; SWERK: 1303; STORT: F303-PPP; BEBER: F01; ABCKZ: Y; BUKRS: 2222; KOSTL: 2222I55221; PROID: D43/XX/B6-1303/RT1/PPP; TPLNR: 1303 -TFA /TANK STORAGE NO 05 |  |  | T05-SDD01 |  |  | WHESSOE LTD |  |  |  | GB
105 | UPDATE-1 | REGION 5 | TBBM MALANG | C | 1303-T05-GND01/00 | 1303-T05-GND01/00 | 1303-T05-GND01/00 | 1303-T05-GND01/00 | OK | T05-GND01 | SECE | E |  | 01 | SECE | GROUNDING TANK T-05 NO.01 | SF_GROUNDING | GROES: <5OHM; IWERK: 1303; INGRP: 049; GEWRK: 1303-LJP; WERGW: 1303; RBNR: 8899; SWERK: 1303; STORT: F303-PPP; BEBER: F01; ABCKZ: V; BUKRS: 2222; KOSTL: 2222I55221; PROID: D43/XX/B6-1303/RT1/PPP; TPLNR: 1303 -TFA /TANK STORAGE NO 05 |  |  | T05-GND01 |  |  |  | ROD |  |  | -
106 | UPDATE-1 | REGION 5 | TBBM MALANG | C | 1303-T05-GND02/00 | 1303-T05-GND02/00 | 1303-T05-GND02/00 | 1303-T05-GND02/00 | OK | T05-GND02 | SECE | E |  | 01 | SECE | GROUNDING TANK T-05 NO.02 | SF_GROUNDING | GROES: <5OHM; IWERK: 1303; INGRP: 049; GEWRK: 1303-LJP; WERGW: 1303; RBNR: 8899; SWERK: 1303; STORT: F303-PPP; BEBER: F01; ABCKZ: V; BUKRS: 2222; KOSTL: 2222I55221; PROID: D43/XX/B6-1303/RT1/PPP; TPLNR: 1303 -TFA /TANK STORAGE NO 05 |  |  | T05-GND02 |  |  |  | ROD |  |  | -
107 | UPDATE-1 | REGION 5 | TBBM MALANG | C | 1303-T05-GND03/00 | 1303-T05-GND03/00 | 1303-T05-GND03/00 | 1303-T05-GND03/00 | OK | T05-GND03 | SECE | E |  | 01 | SECE | GROUNDING TANK T-05 NO.03 | SF_GROUNDING | GROES: <5OHM; IWERK: 1303; INGRP: 049; GEWRK: 1303-LJP; WERGW: 1303; RBNR: 8899; SWERK: 1303; STORT: F303-PPP; BEBER: F01; ABCKZ: V; BUKRS: 2222; KOSTL: 2222I55221; PROID: D43/XX/B6-1303/RT1/PPP; TPLNR: 1303 -TFA /TANK STORAGE NO 05 |  |  | T05-GND03 |  |  |  | ROD |  |  | -
108 | UPDATE-1 | REGION 5 | TBBM MALANG | C | 1303-T05-GND04/00 | 1303-T05-GND04/00 | 1303-T05-GND04/00 | 1303-T05-GND04/00 | OK | T05-GND04 | SECE | E |  | 01 | SECE | GROUNDING TANK T-05 NO.04 | SF_GROUNDING | GROES: <5OHM; IWERK: 1303; INGRP: 049; GEWRK: 1303-LJP; WERGW: 1303; RBNR: 8899; SWERK: 1303; STORT: F303-PPP; BEBER: F01; ABCKZ: V; BUKRS: 2222; KOSTL: 2222I55221; PROID: D43/XX/B6-1303/RT1/PPP; TPLNR: 1303 -TFA /TANK STORAGE NO 05 |  |  | T05-GND04 |  |  |  | ROD |  |  | -
109 | UPDATE-1 | REGION 5 | TBBM MALANG | C | 1303-T05-ATG01/00 | 1303-T05-ATG01/00 | 1303-T05-ATG01/00 | 1303-T05-ATG01/00 | OK | T05-ATG01 |  | I |  | 01 |  | AUTOMATIC TANK GAUGING (ATG) TANK T-05 | SF_ATG | GROES: 0-9311 MM; IWERK: 1303; INGRP: 049; GEWRK: 1303-LJP; WERGW: 1303; RBNR: 7705; SWERK: 1303; STORT: F303-PPP; BEBER: F01; ABCKZ: T; BUKRS: 2222; KOSTL: 2222I55221; PROID: D43/XX/B6-1303/RT1/PPP; TPLNR: 1303 -TFA /TANK STORAGE NO 05 |  |  | T05-ATG01 |  |  | ENDRESS HAUSER | PROSERVO NMS53 |  |  | CH
110 | UPDATE-1 | REGION 5 | TBBM MALANG | C | 1303-T05-FC01/00 | 1303-T05-FC01/00 | 1303-T05-FC01/00 | 1303-T05-FC01/00 | OK | T05-FC01 | SECE | F |  | 01 | SECE | FOAM CHAMBER TANK T-05 | SF_FOAM_CHAMBER | GROES: 4IN; IWERK: 1303; INGRP: 049; GEWRK: 1303-LJP; WERGW: 1303; RBNR: 5399; SWERK: 1303; STORT: F303-PPP; BEBER: F01; ABCKZ: V; BUKRS: 2222; KOSTL: 2222I55221; PROID: D43/XX/B6-1303/RT1/PPP; TPLNR: 1303 -TFA /TANK STORAGE NO 05 |  |  | T05-FC01 |  |  | NATIONAL FOAM | KONVENSIONAL |  |  | US
111 | UPDATE-1 | REGION 5 | TBBM MALANG | C | 1303-T05-GVRI1/00 | 1303-T05-GV04/00 | 1303-T05-GV04/00 | 1303-T05-GV04/00 | OK | T05-GV04 |  | N |  | 01 |  | GATE VALVE REDUNDANT INLET TANK T-05 | SF_VALVE | GROES: 6IN-150PSI; IWERK: 1303; INGRP: 049; GEWRK: 1303-LJP; WERGW: 1303; RBNR: 7304; SWERK: 1303; STORT: F303-PPP; BEBER: F01; ABCKZ: Y; BUKRS: 2222; KOSTL: 2222I55221; PROID: D43/XX/B6-1303/RT1/PPP; TPLNR: 1303 -TFA /TANK STORAGE NO 05 |  |  | T05-GV04 |  |  | FBV | GATE,ASTM A216 WCB |  |  | US
112 | UPDATE-1 | REGION 5 | TBBM MALANG | C | 1303-T05-GVRO2/00 | 1303-T05-GV05/00 | 1303-T05-GV05/00 | 1303-T05-GV05/00 | OK | T05-GV05 |  | N |  | 01 |  | GATE VALVE REDUNDANT OUTLET TANK T-05 | SF_VALVE | GROES: 6IN-150PSI; IWERK: 1303; INGRP: 049; GEWRK: 1303-LJP; WERGW: 1303; RBNR: 7304; SWERK: 1303; STORT: F303-PPP; BEBER: F01; ABCKZ: Y; BUKRS: 2222; KOSTL: 2222I55221; PROID: D43/XX/B6-1303/RT1/PPP; TPLNR: 1303 -TFA /TANK STORAGE NO 05 |  |  | T05-GV05 |  |  | FBV | GATE,ASTM A216 WCB |  |  | US
113 | UPDATE-1 | REGION 5 | TBBM MALANG | C | NEW | 1303-T05-TT01/00 | 1303-T05-TT01/00 | 1303-T05-TT01/00 | OK | T05-TT01 |  | I |  | 01 |  | TEMPERATURE TRANSMITTER TANK T-05 | SF_INS_TRANSMITTER | GROES: -40 TO 100 DEGC; IWERK: 1303; INGRP: 049; GEWRK: 1303-LJP; WERGW: 1303; RBNR: 6702; SWERK: 1303; STORT: F303-PPP; BEBER: F01; ABCKZ: T; BUKRS: 2222; KOSTL: 2222I55221; PROID: D43/XX/B6-1303/RT1/PPP; TPLNR: 1303 -TFA /TANK STORAGE NO 05 |  |  | T05-TT01 |  |  | ENDRESS HAUSER | NMT53 |  |  | CH
114 | UPDATE-1 | REGION 5 | TBBM MALANG | C | 1303-TF-T06/00 | 1303-TFA-T06/00 | 1303-TFA-T06/00 | 1303-TFA-T06/00 | OK | TFA-T06 | PCE | N |  | 01 | PCE | TANK STORAGE NO.06 | SF_TANKI_TIMBUN | GROES: 922KL; IWERK: 1303; INGRP: 049; GEWRK: 1303-LJP; WERGW: 1303; RBNR: 0101; SWERK: 1303; STORT: F303-PPP; BEBER: F01; ABCKZ: V; BUKRS: 2222; KOSTL: 2222I55221; PROID: D43/XX/B6-1303/RT1/PPP; TPLNR: 1303 -TFA /TANK STORAGE NO 06 |  |  | TFA-T06 |  |  |  | CONE ROOF TANK |  |  | - | [21 empty] | 0232/SQ/ST/X/2023
115 | UPDATE-1 | REGION 5 | TBBM MALANG | C | 1303-T06-PRVI1/00 | 1303-T06-PRV01/00 | 1303-T06-PRV01/00 | 1303-T06-PRV01/00 | OK | T06-PRV01 | SECE | F |  | 01 | SECE | PRESS RELIEF VALVE INLET TANK T-06 | SF_PRV | GROES: 1.5X1.5IN-150RF; IWERK: 1303; INGRP: 049; GEWRK: 1303-LJP; WERGW: 1303; RBNR: 3602; SWERK: 1303; STORT: F303-PPP; BEBER: F01; ABCKZ: V; BUKRS: 2222; KOSTL: 2222I55221; PROID: D43/XX/B6-1303/RT1/PPP; TPLNR: 1303 -TFA /TANK STORAGE NO 06 |  |  | T06-PRV01 |  |  | SAFETY 317 VALVE | KONVENSIONAL |  |  | TW | [21 empty] | 2615/SQ/PRV/X/2023
116 | UPDATE-1 | REGION 5 | TBBM MALANG | C | 1303-T06-PRVO2/00 | 1303-T06-PRV02/00 | 1303-T06-PRV02/00 | 1303-T06-PRV02/00 | OK | T06-PRV02 | SECE | F |  | 01 | SECE | PRESS RELIEF VALVE OUTLET TANK T-06 | SF_PRV | GROES: 1.5X1.5IN-150RF; IWERK: 1303; INGRP: 049; GEWRK: 1303-LJP; WERGW: 1303; RBNR: 3602; SWERK: 1303; STORT: F303-PPP; BEBER: F01; ABCKZ: V; BUKRS: 2222; KOSTL: 2222I55221; PROID: D43/XX/B6-1303/RT1/PPP; TPLNR: 1303 -TFA /TANK STORAGE NO 06 |  |  | T06-PRV02 |  |  | SAFETY 317 VALVE | KONVENSIONAL |  |  | TW | [21 empty] | 2616/SQ/PRV/X/2023
117 | UPDATE-1 | REGION 5 | TBBM MALANG | C | 1303-T06-PVVI1/00 | 1303-T06-PVV01/00 | 1303-T06-PVV01/00 | 1303-T06-PVV01/00 | OK | T06-PVV01 | SECE | F |  | 01 | SECE | PRESSURE VACUUM VALVE TANK T-06 NO.1 | SF_VENTING | GROES: 6IN-150PSI; IWERK: 1303; INGRP: 049; GEWRK: 1303-LJP; WERGW: 1303; RBNR: 3603; SWERK: 1303; STORT: F303-PPP; BEBER: F01; ABCKZ: V; BUKRS: 2222; KOSTL: 2222I55221; PROID: D43/XX/B6-1303/RT1/PPP; TPLNR: 1303 -TFA /TANK STORAGE NO 06 |  |  | T06-PVV01 |  |  | SAND & JURS | 94020 |  |  | US | [21 empty] | 2631/SQ/BV/X/2023
118 | UPDATE-1 | REGION 5 | TBBM MALANG | C | 1303-T06-FA01/00 | 1303-T06-FA01/00 | 1303-T06-FA01/00 | 1303-T06-FA01/00 | OK | T06-FA01 | SECE | F |  | 01 | SECE | FLAME ARRESTER TANK T-06 | SF_FLAME_ARRESTER | GROES: 6IN; IWERK: 1303; INGRP: 049; GEWRK: 1303-LJP; WERGW: 1303; RBNR: 5399; SWERK: 1303; STORT: F303-PPP; BEBER: F01; ABCKZ: V; BUKRS: 2222; KOSTL: 2222I55221; PROID: D43/XX/B6-1303/RT1/PPP; TPLNR: 1303 -TFA /TANK STORAGE NO 06 |  |  | T06-FA01 |  |  | PRECON | KONVENSIONAL |  |  | IN
119 | UPDATE-1 | REGION 5 | TBBM MALANG | C | 1303-T06-GVI1/00 | 1303-T06-GV01/00 | 1303-T06-GV01/00 | 1303-T06-GV01/00 | OK | T06-GV01 |  | N |  | 01 |  | GATE VALVE INLET TANK T-06 | SF_VALVE | GROES: 6IN-150PSI; IWERK: 1303; INGRP: 049; GEWRK: 1303-LJP; WERGW: 1303; RBNR: 7304; SWERK: 1303; STORT: F303-PPP; BEBER: F01; ABCKZ: V; BUKRS: 2222; KOSTL: 2222I55221; PROID: D43/XX/B6-1303/RT1/PPP; TPLNR: 1303 -TFA /TANK STORAGE NO 06 |  |  | T06-GV01 |  |  | KSB | GATE,ASTM A216 WCB |  |  | DE
120 | UPDATE-1 | REGION 5 | TBBM MALANG | C | 1303-T06-FLI1/00 | 1303-T06-FL01/00 | 1303-T06-FL01/00 | 1303-T06-FL01/00 | OK | T06-FL01 |  | N |  | 01 |  | FLEXIBLE JOINT INLET TANK T-06 | SF_FLEXIBLE_JOINT | GROES: 6IN-150PSI; IWERK: 1303; INGRP: 049; GEWRK: 1303-LJP; WERGW: 1303; RBNR: 4099; SWERK: 1303; STORT: F303-PPP; BEBER: F01; ABCKZ: V; BUKRS: 2222; KOSTL: 2222I55221; PROID: D43/XX/B6-1303/RT1/PPP; TPLNR: 1303 -TFA /TANK STORAGE NO 06 |  |  | T06-FL01 |  |  | SINGAFLEX | SSH 1 SINGLE BRAID |  |  | SG
121 | UPDATE-1 | REGION 5 | TBBM MALANG | C | 1303-T06-FLO2/00 | 1303-T06-FL02/00 | 1303-T06-FL02/00 | 1303-T06-FL02/00 | OK | T06-FL02 |  | N |  | 01 |  | FLEXIBLE JOINT OUTLET TANK T-06 | SF_FLEXIBLE_JOINT | GROES: 6IN-150PSI; IWERK: 1303; INGRP: 049; GEWRK: 1303-LJP; WERGW: 1303; RBNR: 4099; SWERK: 1303; STORT: F303-PPP; BEBER: F01; ABCKZ: V; BUKRS: 2222; KOSTL: 2222I55221; PROID: D43/XX/B6-1303/RT1/PPP; TPLNR: 1303 -TFA /TANK STORAGE NO 06 |  |  | T06-FL02 |  |  | SINGAFLEX | SSH 1 SINGLE BRAID |  |  | SG
122 | UPDATE-1 | REGION 5 | TBBM MALANG | C | 1303-T06-GVO2/00 | 1303-T06-GV02/00 | 1303-T06-GV02/00 | 1303-T06-GV02/00 | OK | T06-GV02 |  | N |  | 01 |  | GATE VALVE OUTLET TANK T-06 | SF_VALVE | GROES: 6IN-150PSI; IWERK: 1303; INGRP: 049; GEWRK: 1303-LJP; WERGW: 1303; RBNR: 7304; SWERK: 1303; STORT: F303-PPP; BEBER: F01; ABCKZ: V; BUKRS: 2222; KOSTL: 2222I55221; PROID: D43/XX/B6-1303/RT1/PPP; TPLNR: 1303 -TFA /TANK STORAGE NO 06 |  |  | T06-GV02 |  |  | KSB | GATE,ASTM A216 WCB |  |  | DE
123 | UPDATE-1 | REGION 5 | TBBM MALANG | C | 1303-T06-GVD1/00 | 1303-T06-GV03/00 | 1303-T06-GV03/00 | 1303-T06-GV03/00 | OK | T06-GV03 |  | N |  | 01 |  | GATE VALVE DRAIN TANK T-06 | SF_VALVE | GROES: 4IN-150PSI; IWERK: 1303; INGRP: 049; GEWRK: 1303-LJP; WERGW: 1303; RBNR: 7304; SWERK: 1303; STORT: F303-PPP; BEBER: F01; ABCKZ: V; BUKRS: 2222; KOSTL: 2222I55221; PROID: D43/XX/B6-1303/RT1/PPP; TPLNR: 1303 -TFA /TANK STORAGE NO 06 |  |  | T06-GV03 |  |  | DIKKERS | GATE,ASTM A216 WCB |  |  | NL
124 | UPDATE-1 | REGION 5 | TBBM MALANG | C | 1303-T06-CVI1/00 | 1303-T06-CV01/00 | 1303-T06-CV01/00 | 1303-T06-CV01/00 | OK | T06-CV01 |  | N |  | 01 |  | CHECK VALVE INLET TANK T-06 | SF_VALVE | GROES: 6IN-150PSI; IWERK: 1303; INGRP: 049; GEWRK: 1303-LJP; WERGW: 1303; RBNR: 7304; SWERK: 1303; STORT: F303-PPP; BEBER: F01; ABCKZ: Y; BUKRS: 2222; KOSTL: 2222I55221; PROID: D43/XX/B6-1303/RT1/PPP; TPLNR: 1303 -TFA /TANK STORAGE NO 06 |  |  | T06-CV01 |  |  | JC | SWING,ASTM A216 WCB |  |  | ES
125 | UPDATE-1 | REGION 5 | TBBM MALANG | C | 1303-T06-CVO2/00 | 1303-T06-CV02/00 | 1303-T06-CV02/00 | 1303-T06-CV02/00 | OK | T06-CV02 |  | N |  | 01 |  | CHECK VALVE OUTLET TANK T-06 | SF_VALVE | GROES: 6IN-150PSI; IWERK: 1303; INGRP: 049; GEWRK: 1303-LJP; WERGW: 1303; RBNR: 7304; SWERK: 1303; STORT: F303-PPP; BEBER: F01; ABCKZ: Y; BUKRS: 2222; KOSTL: 2222I55221; PROID: D43/XX/B6-1303/RT1/PPP; TPLNR: 1303 -TFA /TANK STORAGE NO 06 |  |  | T06-CV02 |  |  | JC | SWING,ASTM A216 WCB |  |  | ES
126 | UPDATE-1 | REGION 5 | TBBM MALANG | C | 1303-T06-WS01/00 | 1303-T06-WS01/00 | 1303-T06-WS01/00 | 1303-T06-WS01/00 | OK | T06-WS01 | SECE | F |  | 01 | SECE | WATER SPRAYER TANK T-06 | SF_WATER_SPRAYER | GROES: 18BARG; IWERK: 1303; INGRP: 049; GEWRK: 1303-LJP; WERGW: 1303; RBNR: 5399; SWERK: 1303; STORT: F303-PPP; BEBER: F01; ABCKZ: V; BUKRS: 2222; KOSTL: 2222I55221; PROID: D43/XX/B6-1303/RT1/PPP; TPLNR: 1303 -TFA /TANK STORAGE NO 06 |  |  | T06-WS01 |  |  | TYCO | D3-WATER SPRAY-RING |  |  | US
127 | UPDATE-1 | REGION 5 | TBBM MALANG | C | 1303-T06-SDD01/00 | 1303-T06-SDD01/00 | 1303-T06-SDD01/00 | 1303-T06-SDD01/00 | OK | T06-SDD01 |  | N |  | 01 |  | DIPHATCH / SLOT DIPPING DEVICE TANK T-06 | SF_OTHERS | GROES: 6IN; IWERK: 1303; INGRP: 049; GEWRK: 1303-LJP; WERGW: 1303; RBNR: 7199; SWERK: 1303; STORT: F303-PPP; BEBER: F01; ABCKZ: Y; BUKRS: 2222; KOSTL: 2222I55221; PROID: D43/XX/B6-1303/RT1/PPP; TPLNR: 1303 -TFA /TANK STORAGE NO 06 |  |  | T06-SDD01 |  |  | WHESSOE LTD |  |  |  | GB
128 | UPDATE-1 | REGION 5 | TBBM MALANG | C | 1303-T06-GND01/00 | 1303-T06-GND01/00 | 1303-T06-GND01/00 | 1303-T06-GND01/00 | OK | T06-GND01 | SECE | E |  | 01 | SECE | GROUNDING TANK T-06 NO.01 | SF_GROUNDING | GROES: <5OHM; IWERK: 1303; INGRP: 049; GEWRK: 1303-LJP; WERGW: 1303; RBNR: 8899; SWERK: 1303; STORT: F303-PPP; BEBER: F01; ABCKZ: V; BUKRS: 2222; KOSTL: 2222I55221; PROID: D43/XX/B6-1303/RT1/PPP; TPLNR: 1303 -TFA /TANK STORAGE NO 06 |  |  | T06-GND01 |  |  |  | ROD |  |  | -
129 | UPDATE-1 | REGION 5 | TBBM MALANG | C | 1303-T06-GND02/00 | 1303-T06-GND02/00 | 1303-T06-GND02/00 | 1303-T06-GND02/00 | OK | T06-GND02 | SECE | E |  | 01 | SECE | GROUNDING TANK T-06 NO.02 | SF_GROUNDING | GROES: <5OHM; IWERK: 1303; INGRP: 049; GEWRK: 1303-LJP; WERGW: 1303; RBNR: 8899; SWERK: 1303; STORT: F303-PPP; BEBER: F01; ABCKZ: V; BUKRS: 2222; KOSTL: 2222I55221; PROID: D43/XX/B6-1303/RT1/PPP; TPLNR: 1303 -TFA /TANK STORAGE NO 06 |  |  | T06-GND02 |  |  |  | ROD |  |  | -
130 | UPDATE-1 | REGION 5 | TBBM MALANG | C | 1303-T06-GND03/00 | 1303-T06-GND03/00 | 1303-T06-GND03/00 | 1303-T06-GND03/00 | OK | T06-GND03 | SECE | E |  | 01 | SECE | GROUNDING TANK T-06 NO.03 | SF_GROUNDING | GROES: <5OHM; IWERK: 1303; INGRP: 049; GEWRK: 1303-LJP; WERGW: 1303; RBNR: 8899; SWERK: 1303; STORT: F303-PPP; BEBER: F01; ABCKZ: V; BUKRS: 2222; KOSTL: 2222I55221; PROID: D43/XX/B6-1303/RT1/PPP; TPLNR: 1303 -TFA /TANK STORAGE NO 06 |  |  | T06-GND03 |  |  |  | ROD |  |  | -
131 | UPDATE-1 | REGION 5 | TBBM MALANG | C | 1303-T06-GND04/00 | 1303-T06-GND04/00 | 1303-T06-GND04/00 | 1303-T06-GND04/00 | OK | T06-GND04 | SECE | E |  | 01 | SECE | GROUNDING TANK T-06 NO.04 | SF_GROUNDING | GROES: <5OHM; IWERK: 1303; INGRP: 049; GEWRK: 1303-LJP; WERGW: 1303; RBNR: 8899; SWERK: 1303; STORT: F303-PPP; BEBER: F01; ABCKZ: V; BUKRS: 2222; KOSTL: 2222I55221; PROID: D43/XX/B6-1303/RT1/PPP; TPLNR: 1303 -TFA /TANK STORAGE NO 06 |  |  | T06-GND04 |  |  |  | ROD |  |  | -
132 | UPDATE-1 | REGION 5 | TBBM MALANG | C | 1303-T06-ATG01/00 | 1303-T06-ATG01/00 | 1303-T06-ATG01/00 | 1303-T06-ATG01/00 | OK | T06-ATG01 |  | I |  | 01 |  | AUTOMATIC TANK GAUGING (ATG) TANK T-06 | SF_ATG | GROES: 0-9292 MM; IWERK: 1303; INGRP: 049; GEWRK: 1303-LJP; WERGW: 1303; RBNR: 7705; SWERK: 1303; STORT: F303-PPP; BEBER: F01; ABCKZ: T; BUKRS: 2222; KOSTL: 2222I55221; PROID: D43/XX/B6-1303/RT1/PPP; TPLNR: 1303 -TFA /TANK STORAGE NO 06 |  |  | T06-ATG01 |  |  | ENDRESS HAUSER | PROSERVO NMS53 |  |  | CH
133 | UPDATE-1 | REGION 5 | TBBM MALANG | C | 1303-T06-FC01/00 | 1303-T06-FC01/00 | 1303-T06-FC01/00 | 1303-T06-FC01/00 | OK | T06-FC01 | SECE | F |  | 01 | SECE | FOAM CHAMBER TANK T-06 | SF_FOAM_CHAMBER | GROES: 4IN; IWERK: 1303; INGRP: 049; GEWRK: 1303-LJP; WERGW: 1303; RBNR: 5399; SWERK: 1303; STORT: F303-PPP; BEBER: F01; ABCKZ: V; BUKRS: 2222; KOSTL: 2222I55221; PROID: D43/XX/B6-1303/RT1/PPP; TPLNR: 1303 -TFA /TANK STORAGE NO 06 |  |  | T06-FC01 |  |  | NATIONAL FOAM | KONVENSIONAL |  |  | US
134 | UPDATE-1 | REGION 5 | TBBM MALANG | C | 1303-T06-GVRI1/00 | 1303-T06-GV04/00 | 1303-T06-GV04/00 | 1303-T06-GV04/00 | OK | T06-GV04 |  | N |  | 01 |  | GATE VALVE REDUNDANT INLET TANK T-06 | SF_VALVE | GROES: 6IN-150PSI; IWERK: 1303; INGRP: 049; GEWRK: 1303-LJP; WERGW: 1303; RBNR: 7304; SWERK: 1303; STORT: F303-PPP; BEBER: F01; ABCKZ: Y; BUKRS: 2222; KOSTL: 2222I55221; PROID: D43/XX/B6-1303/RT1/PPP; TPLNR: 1303 -TFA /TANK STORAGE NO 06 |  |  | T06-GV04 |  |  | FBV | GATE,ASTM A216 WCB |  |  | US
135 | UPDATE-1 | REGION 5 | TBBM MALANG | C | 1303-T06-GVRO2/00 | 1303-T06-GV05/00 | 1303-T06-GV05/00 | 1303-T06-GV05/00 | OK | T06-GV05 |  | N |  | 01 |  | GATE VALVE REDUNDANT OUTLET TANK T-06 | SF_VALVE | GROES: 6IN-150PSI; IWERK: 1303; INGRP: 049; GEWRK: 1303-LJP; WERGW: 1303; RBNR: 7304; SWERK: 1303; STORT: F303-PPP; BEBER: F01; ABCKZ: Y; BUKRS: 2222; KOSTL: 2222I55221; PROID: D43/XX/B6-1303/RT1/PPP; TPLNR: 1303 -TFA /TANK STORAGE NO 06 |  |  | T06-GV05 |  |  | FBV | GATE,ASTM A216 WCB |  |  | US
136 | UPDATE-1 | REGION 5 | TBBM MALANG | C | NEW | 1303-T06-TT01/00 | 1303-T06-TT01/00 | 1303-T06-TT01/00 | OK | T06-TT01 |  | I |  | 01 |  | TEMPERATURE TRANSMITTER TANK T-06 | SF_INS_TRANSMITTER | GROES: -40 TO 100 DEGC; IWERK: 1303; INGRP: 049; GEWRK: 1303-LJP; WERGW: 1303; RBNR: 6702; SWERK: 1303; STORT: F303-PPP; BEBER: F01; ABCKZ: T; BUKRS: 2222; KOSTL: 2222I55221; PROID: D43/XX/B6-1303/RT1/PPP; TPLNR: 1303 -TFA /TANK STORAGE NO 06 |  |  | T06-TT01 |  |  | ENDRESS HAUSER | NMT53 |  |  | CH
137 | UPDATE-1 | REGION 5 | TBBM MALANG | C | 1303-TF-T07/00 | 1303-TFA-T07/00 | 1303-TFA-T07/00 | 1303-TFA-T07/00 | OK | TFA-T07 | PCE | N |  | 01 | PCE | TANK STORAGE NO.07 | SF_TANKI_TIMBUN | GROES: 1004KL; IWERK: 1303; INGRP: 049; GEWRK: 1303-LJP; WERGW: 1303; RBNR: 0101; SWERK: 1303; STORT: F303-PPP; BEBER: F01; ABCKZ: V; BUKRS: 2222; KOSTL: 2222I55221; PROID: D43/XX/B6-1303/RT1/PPP; TPLNR: 1303 -TFA /TANK STORAGE NO 07 |  |  | TFA-T07 |  |  |  | CONE ROOF TANK |  |  | - | [21 empty] | 0233/SQ/ST/X/2023
138 | UPDATE-1 | REGION 5 | TBBM MALANG | C | 1303-T07-PRVI1/00 | 1303-T07-PRV01/00 | 1303-T07-PRV01/00 | 1303-T07-PRV01/00 | OK | T07-PRV01 | SECE | F |  | 01 | SECE | PRESS RELIEF VALVE INLET TANK T-07 | SF_PRV | GROES: 1.5X1.5IN-150RF; IWERK: 1303; INGRP: 049; GEWRK: 1303-LJP; WERGW: 1303; RBNR: 3602; SWERK: 1303; STORT: F303-PPP; BEBER: F01; ABCKZ: V; BUKRS: 2222; KOSTL: 2222I55221; PROID: D43/XX/B6-1303/RT1/PPP; TPLNR: 1303 -TFA /TANK STORAGE NO 07 |  |  | T07-PRV01 |  |  | SAFETY 317 VALVE | KONVENSIONAL |  |  | TW | [21 empty] | 2617/SQ/PRV/X/2023
139 | UPDATE-1 | REGION 5 | TBBM MALANG | C | 1303-T07-PRVO2/00 | 1303-T07-PRV02/00 | 1303-T07-PRV02/00 | 1303-T07-PRV02/00 | OK | T07-PRV02 | SECE | F |  | 01 | SECE | PRESS RELIEF VALVE OUTLET TANK T-07 | SF_PRV | GROES: 1.5X1.5IN-150RF; IWERK: 1303; INGRP: 049; GEWRK: 1303-LJP; WERGW: 1303; RBNR: 3602; SWERK: 1303; STORT: F303-PPP; BEBER: F01; ABCKZ: V; BUKRS: 2222; KOSTL: 2222I55221; PROID: D43/XX/B6-1303/RT1/PPP; TPLNR: 1303 -TFA /TANK STORAGE NO 07 |  |  | T07-PRV02 |  |  | SAFETY 317 VALVE | KONVENSIONAL |  |  | TW | [21 empty] | 2618/SQ/PRV/X/2023
140 | UPDATE-1 | REGION 5 | TBBM MALANG | C | 1303-T07-PVVI1/00 | 1303-T07-PVV01/00 | 1303-T07-PVV01/00 | 1303-T07-PVV01/00 | OK | T07-PVV01 | SECE | F |  | 01 | SECE | PRESSURE VACUUM VALVE TANK T-07 NO.1 | SF_VENTING | GROES: 6IN-150PSI; IWERK: 1303; INGRP: 049; GEWRK: 1303-LJP; WERGW: 1303; RBNR: 3603; SWERK: 1303; STORT: F303-PPP; BEBER: F01; ABCKZ: V; BUKRS: 2222; KOSTL: 2222I55221; PROID: D43/XX/B6-1303/RT1/PPP; TPLNR: 1303 -TFA /TANK STORAGE NO 07 |  |  | T07-PVV01 |  |  | SAND & JURS | 94020 |  |  | US | [21 empty] | 2632/SQ/BV/X/2023
141 | UPDATE-1 | REGION 5 | TBBM MALANG | C | 1303-T07-PVVI2/00 | 1303-T07-PVV02/00 | 1303-T07-PVV02/00 | 1303-T07-PVV02/00 | OK | T07-PVV02 | SECE | F |  | 01 | SECE | PRESSURE VACUUM VALVE TANK T-07 NO.2 | SF_VENTING | GROES: 8IN-150PSI; IWERK: 1303; INGRP: 049; GEWRK: 1303-LJP; WERGW: 1303; RBNR: 3603; SWERK: 1303; STORT: F303-PPP; BEBER: F01; ABCKZ: V; BUKRS: 2222; KOSTL: 2222I55221; PROID: D43/XX/B6-1303/RT1/PPP; TPLNR: 1303 -TFA /TANK STORAGE NO 07 |  |  | T07-PVV02 |  |  | SAND & JURS | 94020 |  |  | US | [21 empty] | 2635/SQ/BV/X/2023
142 | UPDATE-1 | REGION 5 | TBBM MALANG | C | 1303-T07-FA01/00 | 1303-T07-FA01/00 | 1303-T07-FA01/00 | 1303-T07-FA01/00 | OK | T07-FA01 | SECE | F |  | 01 | SECE | FLAME ARRESTER TANK T-07 | SF_FLAME_ARRESTER | GROES: 6IN; IWERK: 1303; INGRP: 049; GEWRK: 1303-LJP; WERGW: 1303; RBNR: 5399; SWERK: 1303; STORT: F303-PPP; BEBER: F01; ABCKZ: V; BUKRS: 2222; KOSTL: 2222I55221; PROID: D43/XX/B6-1303/RT1/PPP; TPLNR: 1303 -TFA /TANK STORAGE NO 07 |  |  | T07-FA01 |  |  | PRECON | KONVENSIONAL |  |  | IN
143 | UPDATE-1 | REGION 5 | TBBM MALANG | C | 1303-T07-GVI1/00 | 1303-T07-GV01/00 | 1303-T07-GV01/00 | 1303-T07-GV01/00 | OK | T07-GV01 |  | N |  | 01 |  | GATE VALVE INLET TANK T-07 | SF_VALVE | GROES: 8IN-150PSI; IWERK: 1303; INGRP: 049; GEWRK: 1303-LJP; WERGW: 1303; RBNR: 7304; SWERK: 1303; STORT: F303-PPP; BEBER: F01; ABCKZ: V; BUKRS: 2222; KOSTL: 2222I55221; PROID: D43/XX/B6-1303/RT1/PPP; TPLNR: 1303 -TFA /TANK STORAGE NO 07 |  |  | T07-GV01 |  |  | CRANE | GATE,ASTM A216 WCB |  |  | US
144 | UPDATE-1 | REGION 5 | TBBM MALANG | C | 1303-T07-FLI1/00 | 1303-T07-FL01/00 | 1303-T07-FL01/00 | 1303-T07-FL01/00 | OK | T07-FL01 |  | N |  | 01 |  | FlEXIBLE JOINT INLET TANK T-07 | SF_FLEXIBLE_JOINT | GROES: 6IN-150PSI; IWERK: 1303; INGRP: 049; GEWRK: 1303-LJP; WERGW: 1303; RBNR: 4099; SWERK: 1303; STORT: F303-PPP; BEBER: F01; ABCKZ: V; BUKRS: 2222; KOSTL: 2222I55221; PROID: D43/XX/B6-1303/RT1/PPP; TPLNR: 1303 -TFA /TANK STORAGE NO 07 |  |  | T07-FL01 |  |  | SINGAFLEX | SSH 1 SINGLE BRAID |  |  | SG
145 | UPDATE-1 | REGION 5 | TBBM MALANG | C | 1303-T07-FLO2/00 | 1303-T07-FL02/00 | 1303-T07-FL02/00 | 1303-T07-FL02/00 | OK | T07-FL02 |  | N |  | 01 |  | FlEXIBLE JOINT OUTLET TANK T-07 | SF_FLEXIBLE_JOINT | GROES: 6IN-150PSI; IWERK: 1303; INGRP: 049; GEWRK: 1303-LJP; WERGW: 1303; RBNR: 4099; SWERK: 1303; STORT: F303-PPP; BEBER: F01; ABCKZ: V; BUKRS: 2222; KOSTL: 2222I55221; PROID: D43/XX/B6-1303/RT1/PPP; TPLNR: 1303 -TFA /TANK STORAGE NO 07 |  |  | T07-FL02 |  |  | SINGAFLEX | SSH 1 SINGLE BRAID |  |  | SG
146 | UPDATE-1 | REGION 5 | TBBM MALANG | C | 1303-T07-GVO2/00 | 1303-T07-GV02/00 | 1303-T07-GV02/00 | 1303-T07-GV02/00 | OK | T07-GV02 |  | N |  | 01 |  | GATE VALVE OUTLET TANK T-07 | SF_VALVE | GROES: 8IN-150PSI; IWERK: 1303; INGRP: 049; GEWRK: 1303-LJP; WERGW: 1303; RBNR: 7304; SWERK: 1303; STORT: F303-PPP; BEBER: F01; ABCKZ: V; BUKRS: 2222; KOSTL: 2222I55221; PROID: D43/XX/B6-1303/RT1/PPP; TPLNR: 1303 -TFA /TANK STORAGE NO 07 |  |  | T07-GV02 |  |  | CRANE | GATE,ASTM A216 WCB |  |  | US
147 | UPDATE-1 | REGION 5 | TBBM MALANG | C | 1303-T07-GVD1/00 | 1303-T07-GV03/00 | 1303-T07-GV03/00 | 1303-T07-GV03/00 | OK | T07-GV03 |  | N |  | 01 |  | GATE VALVE DRAIN TANK T-07 | SF_VALVE | GROES: 4IN-150PSI; IWERK: 1303; INGRP: 049; GEWRK: 1303-LJP; WERGW: 1303; RBNR: 7304; SWERK: 1303; STORT: F303-PPP; BEBER: F01; ABCKZ: V; BUKRS: 2222; KOSTL: 2222I55221; PROID: D43/XX/B6-1303/RT1/PPP; TPLNR: 1303 -TFA /TANK STORAGE NO 07 |  |  | T07-GV03 |  |  | KITZ | GATE,ASTM A216 WCB |  |  | JP
148 | UPDATE-1 | REGION 5 | TBBM MALANG | C | 1303-T07-CVI1/00 | 1303-T07-CV01/00 | 1303-T07-CV01/00 | 1303-T07-CV01/00 | OK | T07-CV01 |  | N |  | 01 |  | CHECK VALVE INLET TANK T-07 | SF_VALVE | GROES: 6IN-150PSI; IWERK: 1303; INGRP: 049; GEWRK: 1303-LJP; WERGW: 1303; RBNR: 7304; SWERK: 1303; STORT: F303-PPP; BEBER: F01; ABCKZ: Y; BUKRS: 2222; KOSTL: 2222I55221; PROID: D43/XX/B6-1303/RT1/PPP; TPLNR: 1303 -TFA /TANK STORAGE NO 07 |  |  | T07-CV01 |  |  | PK | SWING,ASTM A216 WCB |  |  | KR
149 | UPDATE-1 | REGION 5 | TBBM MALANG | C | 1303-T07-CVO2/00 | 1303-T07-CV02/00 | 1303-T07-CV02/00 | 1303-T07-CV02/00 | OK | T07-CV02 |  | N |  | 01 |  | CHECK VALVE OUTLET TANK T-07 | SF_VALVE | GROES: 6IN-150PSI; IWERK: 1303; INGRP: 049; GEWRK: 1303-LJP; WERGW: 1303; RBNR: 7304; SWERK: 1303; STORT: F303-PPP; BEBER: F01; ABCKZ: Y; BUKRS: 2222; KOSTL: 2222I55221; PROID: D43/XX/B6-1303/RT1/PPP; TPLNR: 1303 -TFA /TANK STORAGE NO 07 |  |  | T07-CV02 |  |  | PK | SWING,ASTM A216 WCB |  |  | KR
150 | UPDATE-1 | REGION 5 | TBBM MALANG | C | 1303-T07-WS01/00 | 1303-T07-WS01/00 | 1303-T07-WS01/00 | 1303-T07-WS01/00 | OK | T07-WS01 | SECE | F |  | 01 | SECE | WATER SPRAYER TANK T-07 | SF_WATER_SPRAYER | GROES: 18BARG; IWERK: 1303; INGRP: 049; GEWRK: 1303-LJP; WERGW: 1303; RBNR: 5399; SWERK: 1303; STORT: F303-PPP; BEBER: F01; ABCKZ: V; BUKRS: 2222; KOSTL: 2222I55221; PROID: D43/XX/B6-1303/RT1/PPP; TPLNR: 1303 -TFA /TANK STORAGE NO 07 |  |  | T07-WS01 |  |  | TYCO | D3-WATER SPRAY-RING |  |  | US
151 | UPDATE-1 | REGION 5 | TBBM MALANG | C | 1303-T07-SDD01/00 | 1303-T07-SDD01/00 | 1303-T07-SDD01/00 | 1303-T07-SDD01/00 | OK | T07-SDD01 |  | N |  | 01 |  | DIPHATCH / SLOT DIPPING DEVICE TANK T-07 | SF_OTHERS | GROES: 6IN; IWERK: 1303; INGRP: 049; GEWRK: 1303-LJP; WERGW: 1303; RBNR: 7199; SWERK: 1303; STORT: F303-PPP; BEBER: F01; ABCKZ: Y; BUKRS: 2222; KOSTL: 2222I55221; PROID: D43/XX/B6-1303/RT1/PPP; TPLNR: 1303 -TFA /TANK STORAGE NO 07 |  |  | T07-SDD01 |  |  | WHESSOE LTD |  |  |  | GB
152 | UPDATE-1 | REGION 5 | TBBM MALANG | C | 1303-T07-GND01/00 | 1303-T07-GND01/00 | 1303-T07-GND01/00 | 1303-T07-GND01/00 | OK | T07-GND01 | SECE | E |  | 01 | SECE | GROUNDING TANK T-07 NO.01 | SF_GROUNDING | GROES: <5OHM; IWERK: 1303; INGRP: 049; GEWRK: 1303-LJP; WERGW: 1303; RBNR: 8899; SWERK: 1303; STORT: F303-PPP; BEBER: F01; ABCKZ: V; BUKRS: 2222; KOSTL: 2222I55221; PROID: D43/XX/B6-1303/RT1/PPP; TPLNR: 1303 -TFA /TANK STORAGE NO 07 |  |  | T07-GND01 |  |  |  | ROD |  |  | -
153 | UPDATE-1 | REGION 5 | TBBM MALANG | C | 1303-T07-GND02/00 | 1303-T07-GND02/00 | 1303-T07-GND02/00 | 1303-T07-GND02/00 | OK | T07-GND02 | SECE | E |  | 01 | SECE | GROUNDING TANK T-07 NO.02 | SF_GROUNDING | GROES: <5OHM; IWERK: 1303; INGRP: 049; GEWRK: 1303-LJP; WERGW: 1303; RBNR: 8899; SWERK: 1303; STORT: F303-PPP; BEBER: F01; ABCKZ: V; BUKRS: 2222; KOSTL: 2222I55221; PROID: D43/XX/B6-1303/RT1/PPP; TPLNR: 1303 -TFA /TANK STORAGE NO 07 |  |  | T07-GND02 |  |  |  | ROD |  |  | -
154 | UPDATE-1 | REGION 5 | TBBM MALANG | C | 1303-T07-GND03/00 | 1303-T07-GND03/00 | 1303-T07-GND03/00 | 1303-T07-GND03/00 | OK | T07-GND03 | SECE | E |  | 01 | SECE | GROUNDING TANK T-07 NO.03 | SF_GROUNDING | GROES: <5OHM; IWERK: 1303; INGRP: 049; GEWRK: 1303-LJP; WERGW: 1303; RBNR: 8899; SWERK: 1303; STORT: F303-PPP; BEBER: F01; ABCKZ: V; BUKRS: 2222; KOSTL: 2222I55221; PROID: D43/XX/B6-1303/RT1/PPP; TPLNR: 1303 -TFA /TANK STORAGE NO 07 |  |  | T07-GND03 |  |  |  | ROD |  |  | -
155 | UPDATE-1 | REGION 5 | TBBM MALANG | C | 1303-T07-GND04/00 | 1303-T07-GND04/00 | 1303-T07-GND04/00 | 1303-T07-GND04/00 | OK | T07-GND04 | SECE | E |  | 01 | SECE | GROUNDING TANK T-07 NO.04 | SF_GROUNDING | GROES: <5OHM; IWERK: 1303; INGRP: 049; GEWRK: 1303-LJP; WERGW: 1303; RBNR: 8899; SWERK: 1303; STORT: F303-PPP; BEBER: F01; ABCKZ: V; BUKRS: 2222; KOSTL: 2222I55221; PROID: D43/XX/B6-1303/RT1/PPP; TPLNR: 1303 -TFA /TANK STORAGE NO 07 |  |  | T07-GND04 |  |  |  | ROD |  |  | -
156 | UPDATE-1 | REGION 5 | TBBM MALANG | C | 1303-T07-ATG01/00 | 1303-T07-ATG01/00 | 1303-T07-ATG01/00 | 1303-T07-ATG01/00 | OK | T07-ATG01 |  | I |  | 01 |  | AUTOMATIC TANK GAUGING (ATG) TANK T-07 | SF_ATG | GROES: 0-9295 MM; IWERK: 1303; INGRP: 049; GEWRK: 1303-LJP; WERGW: 1303; RBNR: 7705; SWERK: 1303; STORT: F303-PPP; BEBER: F01; ABCKZ: T; BUKRS: 2222; KOSTL: 2222I55221; PROID: D43/XX/B6-1303/RT1/PPP; TPLNR: 1303 -TFA /TANK STORAGE NO 07 |  |  | T07-ATG01 |  |  | ENDRESS HAUSER | PROSERVO NMS53 |  |  | CH
157 | UPDATE-1 | REGION 5 | TBBM MALANG | C | 1303-T07-FC01/00 | 1303-T07-FC01/00 | 1303-T07-FC01/00 | 1303-T07-FC01/00 | OK | T07-FC01 | SECE | F |  | 01 | SECE | FOAM CHAMBER TANK T-07 | SF_FOAM_CHAMBER | GROES: 4IN; IWERK: 1303; INGRP: 049; GEWRK: 1303-LJP; WERGW: 1303; RBNR: 5399; SWERK: 1303; STORT: F303-PPP; BEBER: F01; ABCKZ: V; BUKRS: 2222; KOSTL: 2222I55221; PROID: D43/XX/B6-1303/RT1/PPP; TPLNR: 1303 -TFA /TANK STORAGE NO 07 |  |  | T07-FC01 |  |  | NATIONAL FOAM | KONVENSIONAL |  |  | US
158 | UPDATE-1 | REGION 5 | TBBM MALANG | C | 1303-T07-GVRI1/00 | 1303-T07-GV04/00 | 1303-T07-GV04/00 | 1303-T07-GV04/00 | OK | T07-GV04 |  | N |  | 01 |  | GATE VALVE REDUNDANT INLET TANK T-07 | SF_VALVE | GROES: 6IN-150PSI; IWERK: 1303; INGRP: 049; GEWRK: 1303-LJP; WERGW: 1303; RBNR: 7304; SWERK: 1303; STORT: F303-PPP; BEBER: F01; ABCKZ: Y; BUKRS: 2222; KOSTL: 2222I55221; PROID: D43/XX/B6-1303/RT1/PPP; TPLNR: 1303 -TFA /TANK STORAGE NO 07 |  |  | T07-GV04 |  |  | FBV | GATE,ASTM A216 WCB |  |  | US
159 | UPDATE-1 | REGION 5 | TBBM MALANG | C | 1303-T07-GVRO2/00 | 1303-T07-GV05/00 | 1303-T07-GV05/00 | 1303-T07-GV05/00 | OK | T07-GV05 |  | N |  | 01 |  | GATE VALVE REDUNDANT OUTLET TANK T-07 | SF_VALVE | GROES: 6IN-150PSI; IWERK: 1303; INGRP: 049; GEWRK: 1303-LJP; WERGW: 1303; RBNR: 7304; SWERK: 1303; STORT: F303-PPP; BEBER: F01; ABCKZ: Y; BUKRS: 2222; KOSTL: 2222I55221; PROID: D43/XX/B6-1303/RT1/PPP; TPLNR: 1303 -TFA /TANK STORAGE NO 07 |  |  | T07-GV05 |  |  | FBV | GATE,ASTM A216 WCB |  |  | US
160 | UPDATE-1 | REGION 5 | TBBM MALANG | C | NEW | 1303-T07-TT01/00 | 1303-T07-TT01/00 | 1303-T07-TT01/00 | OK | T07-TT01 |  | I |  | 01 |  | TEMPERATURE TRANSMITTER TANK T-07 | SF_INS_TRANSMITTER | GROES: -40 TO 100 DEGC; IWERK: 1303; INGRP: 049; GEWRK: 1303-LJP; WERGW: 1303; RBNR: 6702; SWERK: 1303; STORT: F303-PPP; BEBER: F01; ABCKZ: T; BUKRS: 2222; KOSTL: 2222I55221; PROID: D43/XX/B6-1303/RT1/PPP; TPLNR: 1303 -TFA /TANK STORAGE NO 07 |  |  | T07-TT01 |  |  | ENDRESS HAUSER | NMT53 |  |  | CH
161 | UPDATE-1 | REGION 5 | TBBM MALANG | C | 1303-TF-T08/00 | 1303-TFA-T08/00 | 1303-TFA-T08/00 | 1303-TFA-T08/00 | OK | TFA-T08 | PCE | N |  | 01 | PCE | TANK STORAGE NO.08 | SF_TANKI_TIMBUN | GROES: 1049KL; IWERK: 1303; INGRP: 049; GEWRK: 1303-LJP; WERGW: 1303; RBNR: 0101; SWERK: 1303; STORT: F303-PPP; BEBER: F01; ABCKZ: V; BUKRS: 2222; KOSTL: 2222I55221; PROID: D43/XX/B6-1303/RT1/PPP; TPLNR: 1303 -TFA /TANK STORAGE NO 08 |  |  | TFA-T08 |  |  |  | CONE ROOF TANK |  |  | - | [21 empty] | 0234/SQ/ST/X/2023
162 | UPDATE-1 | REGION 5 | TBBM MALANG | C | 1303-T08-PRVI1/00 | 1303-T08-PRV01/00 | 1303-T08-PRV01/00 | 1303-T08-PRV01/00 | OK | T08-PRV01 | SECE | F |  | 01 | SECE | PRESS RELIEF VALVE INLET TANK T-08 | SF_PRV | GROES: 1.5X1.5IN-150RF; IWERK: 1303; INGRP: 049; GEWRK: 1303-LJP; WERGW: 1303; RBNR: 3602; SWERK: 1303; STORT: F303-PPP; BEBER: F01; ABCKZ: V; BUKRS: 2222; KOSTL: 2222I55221; PROID: D43/XX/B6-1303/RT1/PPP; TPLNR: 1303 -TFA /TANK STORAGE NO 08 |  |  | T08-PRV01 |  |  | SAFETY 317 VALVE | KONVENSIONAL |  |  | TW | [21 empty] | 2619/SQ/PRV/X/2023
163 | UPDATE-1 | REGION 5 | TBBM MALANG | C | 1303-T08-PRVO2/00 | 1303-T08-PRV02/00 | 1303-T08-PRV02/00 | 1303-T08-PRV02/00 | OK | T08-PRV02 | SECE | F |  | 01 | SECE | PRESS RELIEF VALVE OUTLET TANK T-08 | SF_PRV | GROES: 1.5X1.5IN-150RF; IWERK: 1303; INGRP: 049; GEWRK: 1303-LJP; WERGW: 1303; RBNR: 3602; SWERK: 1303; STORT: F303-PPP; BEBER: F01; ABCKZ: V; BUKRS: 2222; KOSTL: 2222I55221; PROID: D43/XX/B6-1303/RT1/PPP; TPLNR: 1303 -TFA /TANK STORAGE NO 08 |  |  | T08-PRV02 |  |  | SAFETY 317 VALVE | KONVENSIONAL |  |  | TW | [21 empty] | 2620/SQ/PRV/X/2023
164 | UPDATE-1 | REGION 5 | TBBM MALANG | D to C | 1303-T08-PVVI1/00 | 1303-T08-PVV01/00 | 1303-T08-PVV01/00 | 1303-T08-FV01/00 | GANTI TAG NO DAN DESKRIPSI | T08-FV01 | SECE | F |  | 01 | SECE | FREE VENT TANK T-08 NO.1 | SF_FV | GROES: 6IN-150PSI; IWERK: 1303; INGRP: 049; GEWRK: 1303-LJP; WERGW: 1303; RBNR: 3603; SWERK: 1303; STORT: F303-PPP; BEBER: F01; ABCKZ: V; BUKRS: 2222; KOSTL: 2222I55221; PROID: D43/XX/B6-1303/RT1/PPP; TPLNR: 1303 -TFA /TANK STORAGE NO 08 |  |  | T08-FV01 |  |  |  | KONVENSIONAL |  |  | -
165 | UPDATE-1 | REGION 5 | TBBM MALANG | D to C | 1303-T08-PVVI2/00 | 1303-T08-PVV02/00 | 1303-T08-PVV02/00 | 1303-T08-FV02/00 | GANTI TAG NO DAN DESKRIPSI | T08-FV02 | SECE | F |  | 01 | SECE | FREE VENT TANK T-08 NO.2 | SF_FV | GROES: 6IN-150PSI; IWERK: 1303; INGRP: 049; GEWRK: 1303-LJP; WERGW: 1303; RBNR: 3603; SWERK: 1303; STORT: F303-PPP; BEBER: F01; ABCKZ: V; BUKRS: 2222; KOSTL: 2222I55221; PROID: D43/XX/B6-1303/RT1/PPP; TPLNR: 1303 -TFA /TANK STORAGE NO 08 |  |  | T08-FV02 |  |  |  | KONVENSIONAL |  |  | -
166 | UPDATE-1 | REGION 5 | TBBM MALANG | C | 1303-T08-GVI1/00 | 1303-T08-GV01/00 | 1303-T08-GV01/00 | 1303-T08-GV01/00 | OK | T08-GV01 |  | N |  | 01 |  | GATE VALVE INLET TANK T-08 | SF_VALVE | GROES: 8IN-150PSI; IWERK: 1303; INGRP: 049; GEWRK: 1303-LJP; WERGW: 1303; RBNR: 7304; SWERK: 1303; STORT: F303-PPP; BEBER: F01; ABCKZ: V; BUKRS: 2222; KOSTL: 2222I55221; PROID: D43/XX/B6-1303/RT1/PPP; TPLNR: 1303 -TFA /TANK STORAGE NO 08 |  |  | T08-GV01 |  |  | KITZ | GATE,ASTM A216 WCB |  |  | JP
167 | UPDATE-1 | REGION 5 | TBBM MALANG | C | 1303-T08-FLI1/00 | 1303-T08-FL01/00 | 1303-T08-FL01/00 | 1303-T08-FL01/00 | OK | T08-FL01 |  | N |  | 01 |  | FLEXIBLE JOINT INLET TANK T-08 | SF_FLEXIBLE_JOINT | GROES: 6IN-150PSI; IWERK: 1303; INGRP: 049; GEWRK: 1303-LJP; WERGW: 1303; RBNR: 4099; SWERK: 1303; STORT: F303-PPP; BEBER: F01; ABCKZ: V; BUKRS: 2222; KOSTL: 2222I55221; PROID: D43/XX/B6-1303/RT1/PPP; TPLNR: 1303 -TFA /TANK STORAGE NO 08 |  |  | T08-FL01 |  |  | SINGAFLEX | SSH 1 SINGLE BRAID |  |  | SG
168 | UPDATE-1 | REGION 5 | TBBM MALANG | C | 1303-T08-FLO2/00 | 1303-T08-FL02/00 | 1303-T08-FL02/00 | 1303-T08-FL02/00 | OK | T08-FL02 |  | N |  | 01 |  | FLEXIBLE JOINT OUTLET TANK T-08 | SF_FLEXIBLE_JOINT | GROES: 6IN-150PSI; IWERK: 1303; INGRP: 049; GEWRK: 1303-LJP; WERGW: 1303; RBNR: 4099; SWERK: 1303; STORT: F303-PPP; BEBER: F01; ABCKZ: V; BUKRS: 2222; KOSTL: 2222I55221; PROID: D43/XX/B6-1303/RT1/PPP; TPLNR: 1303 -TFA /TANK STORAGE NO 08 |  |  | T08-FL02 |  |  | SINGAFLEX | SSH 1 SINGLE BRAID |  |  | SG
169 | UPDATE-1 | REGION 5 | TBBM MALANG | C | 1303-T08-GVO2/00 | 1303-T08-GV02/00 | 1303-T08-GV02/00 | 1303-T08-GV02/00 | OK | T08-GV02 |  | N |  | 01 |  | GATE VALVE OUTLET TANK T-08 | SF_VALVE | GROES: 8IN-150PSI; IWERK: 1303; INGRP: 049; GEWRK: 1303-LJP; WERGW: 1303; RBNR: 7304; SWERK: 1303; STORT: F303-PPP; BEBER: F01; ABCKZ: V; BUKRS: 2222; KOSTL: 2222I55221; PROID: D43/XX/B6-1303/RT1/PPP; TPLNR: 1303 -TFA /TANK STORAGE NO 08 |  |  | T08-GV02 |  |  | KITZ | GATE,ASTM A216 WCB |  |  | JP
170 | UPDATE-1 | REGION 5 | TBBM MALANG | C | 1303-T08-GVD1/00 | 1303-T08-GV03/00 | 1303-T08-GV03/00 | 1303-T08-GV03/00 | OK | T08-GV03 |  | N |  | 01 |  | GATE VALVE DRAIN TANK T-08 | SF_VALVE | GROES: 4IN-150PSI; IWERK: 1303; INGRP: 049; GEWRK: 1303-LJP; WERGW: 1303; RBNR: 7304; SWERK: 1303; STORT: F303-PPP; BEBER: F01; ABCKZ: V; BUKRS: 2222; KOSTL: 2222I55221; PROID: D43/XX/B6-1303/RT1/PPP; TPLNR: 1303 -TFA /TANK STORAGE NO 08 |  |  | T08-GV03 |  |  | DIKKERS | GATE,ASTM A216 WCB |  |  | NL
171 | UPDATE-1 | REGION 5 | TBBM MALANG | C | 1303-T08-CVI1/00 | 1303-T08-CV01/00 | 1303-T08-CV01/00 | 1303-T08-CV01/00 | OK | T08-CV01 |  | N |  | 01 |  | CHECK VALVE INLET TANK T-08 | SF_VALVE | GROES: 6IN-150PSI; IWERK: 1303; INGRP: 049; GEWRK: 1303-LJP; WERGW: 1303; RBNR: 7304; SWERK: 1303; STORT: F303-PPP; BEBER: F01; ABCKZ: Y; BUKRS: 2222; KOSTL: 2222I55221; PROID: D43/XX/B6-1303/RT1/PPP; TPLNR: 1303 -TFA /TANK STORAGE NO 08 |  |  | T08-CV01 |  |  | GLT | SWING,ASTM A216 WCB |  |  | IN
172 | UPDATE-1 | REGION 5 | TBBM MALANG | C | 1303-T08-CVO2/00 | 1303-T08-CV02/00 | 1303-T08-CV02/00 | 1303-T08-CV02/00 | OK | T08-CV02 |  | N |  | 01 |  | CHECK VALVE OUTLET TANK T-08 | SF_VALVE | GROES: 6IN-150PSI; IWERK: 1303; INGRP: 049; GEWRK: 1303-LJP; WERGW: 1303; RBNR: 7304; SWERK: 1303; STORT: F303-PPP; BEBER: F01; ABCKZ: Y; BUKRS: 2222; KOSTL: 2222I55221; PROID: D43/XX/B6-1303/RT1/PPP; TPLNR: 1303 -TFA /TANK STORAGE NO 08 |  |  | T08-CV02 |  |  | GLT | SWING,ASTM A216 WCB |  |  | IN
173 | UPDATE-1 | REGION 5 | TBBM MALANG | C | 1303-T08-WS01/00 | 1303-T08-WS01/00 | 1303-T08-WS01/00 | 1303-T08-WS01/00 | OK | T08-WS01 | SECE | F |  | 01 | SECE | WATER SPRAYER TANK T-08 | SF_WATER_SPRAYER | GROES: 18BARG; IWERK: 1303; INGRP: 049; GEWRK: 1303-LJP; WERGW: 1303; RBNR: 5399; SWERK: 1303; STORT: F303-PPP; BEBER: F01; ABCKZ: V; BUKRS: 2222; KOSTL: 2222I55221; PROID: D43/XX/B6-1303/RT1/PPP; TPLNR: 1303 -TFA /TANK STORAGE NO 08 |  |  | T08-WS01 |  |  | TYCO | D3-WATER SPRAY-RING |  |  | US
174 | UPDATE-1 | REGION 5 | TBBM MALANG | C | 1303-T08-GND01/00 | 1303-T08-GND01/00 | 1303-T08-GND01/00 | 1303-T08-GND01/00 | OK | T08-GND01 | SECE | E |  | 01 | SECE | GROUNDING TANK T-08 NO.01 | SF_GROUNDING | GROES: <5OHM; IWERK: 1303; INGRP: 049; GEWRK: 1303-LJP; WERGW: 1303; RBNR: 8899; SWERK: 1303; STORT: F303-PPP; BEBER: F01; ABCKZ: V; BUKRS: 2222; KOSTL: 2222I55221; PROID: D43/XX/B6-1303/RT1/PPP; TPLNR: 1303 -TFA /TANK STORAGE NO 08 |  |  | T08-GND01 |  |  |  | ROD |  |  | -
175 | UPDATE-1 | REGION 5 | TBBM MALANG | C | 1303-T08-GND02/00 | 1303-T08-GND02/00 | 1303-T08-GND02/00 | 1303-T08-GND02/00 | OK | T08-GND02 | SECE | E |  | 01 | SECE | GROUNDING TANK T-08 NO.02 | SF_GROUNDING | GROES: <5OHM; IWERK: 1303; INGRP: 049; GEWRK: 1303-LJP; WERGW: 1303; RBNR: 8899; SWERK: 1303; STORT: F303-PPP; BEBER: F01; ABCKZ: V; BUKRS: 2222; KOSTL: 2222I55221; PROID: D43/XX/B6-1303/RT1/PPP; TPLNR: 1303 -TFA /TANK STORAGE NO 08 |  |  | T08-GND02 |  |  |  | ROD |  |  | -
176 | UPDATE-1 | REGION 5 | TBBM MALANG | C | 1303-T08-GND03/00 | 1303-T08-GND03/00 | 1303-T08-GND03/00 | 1303-T08-GND03/00 | OK | T08-GND03 | SECE | E |  | 01 | SECE | GROUNDING TANK T-08 NO.03 | SF_GROUNDING | GROES: <5OHM; IWERK: 1303; INGRP: 049; GEWRK: 1303-LJP; WERGW: 1303; RBNR: 8899; SWERK: 1303; STORT: F303-PPP; BEBER: F01; ABCKZ: V; BUKRS: 2222; KOSTL: 2222I55221; PROID: D43/XX/B6-1303/RT1/PPP; TPLNR: 1303 -TFA /TANK STORAGE NO 08 |  |  | T08-GND03 |  |  |  | ROD |  |  | -
177 | UPDATE-1 | REGION 5 | TBBM MALANG | C | 1303-T08-GND04/00 | 1303-T08-GND04/00 | 1303-T08-GND04/00 | 1303-T08-GND04/00 | OK | T08-GND04 | SECE | E |  | 01 | SECE | GROUNDING TANK T-08 NO.04 | SF_GROUNDING | GROES: <5OHM; IWERK: 1303; INGRP: 049; GEWRK: 1303-LJP; WERGW: 1303; RBNR: 8899; SWERK: 1303; STORT: F303-PPP; BEBER: F01; ABCKZ: V; BUKRS: 2222; KOSTL: 2222I55221; PROID: D43/XX/B6-1303/RT1/PPP; TPLNR: 1303 -TFA /TANK STORAGE NO 08 |  |  | T08-GND04 |  |  |  | ROD |  |  | -
178 | UPDATE-1 | REGION 5 | TBBM MALANG | C | 1303-T08-ATG01/00 | 1303-T08-ATG01/00 | 1303-T08-ATG01/00 | 1303-T08-ATG01/00 | OK | T08-ATG01 |  | I |  | 01 |  | AUTOMATIC TANK GAUGING (ATG) TANK T-08 | SF_ATG | GROES: 0-9308 MM; IWERK: 1303; INGRP: 049; GEWRK: 1303-LJP; WERGW: 1303; RBNR: 7705; SWERK: 1303; STORT: F303-PPP; BEBER: F01; ABCKZ: T; BUKRS: 2222; KOSTL: 2222I55221; PROID: D43/XX/B6-1303/RT1/PPP; TPLNR: 1303 -TFA /TANK STORAGE NO 08 |  |  | T08-ATG01 |  |  | ENDRESS HAUSER | PROSERVO NMS53 |  |  | CH
179 | UPDATE-1 | REGION 5 | TBBM MALANG | C | 1303-T08-FC01/00 | 1303-T08-FC01/00 | 1303-T08-FC01/00 | 1303-T08-FC01/00 | OK | T08-FC01 | SECE | F |  | 01 | SECE | FOAM CHAMBER TANK T-08 | SF_FOAM_CHAMBER | GROES: 4IN; IWERK: 1303; INGRP: 049; GEWRK: 1303-LJP; WERGW: 1303; RBNR: 5399; SWERK: 1303; STORT: F303-PPP; BEBER: F01; ABCKZ: V; BUKRS: 2222; KOSTL: 2222I55221; PROID: D43/XX/B6-1303/RT1/PPP; TPLNR: 1303 -TFA /TANK STORAGE NO 08 |  |  | T08-FC01 |  |  | NATIONAL FOAM | KONVENSIONAL |  |  | US
180 | UPDATE-1 | REGION 5 | TBBM MALANG | C | 1303-T08-GVRI1/00 | 1303-T08-GV04/00 | 1303-T08-GV04/00 | 1303-T08-GV04/00 | OK | T08-GV04 |  | N |  | 01 |  | GATE VALVE REDUNDANT INLET TANK T-08 | SF_VALVE | GROES: 6IN-150PSI; IWERK: 1303; INGRP: 049; GEWRK: 1303-LJP; WERGW: 1303; RBNR: 7304; SWERK: 1303; STORT: F303-PPP; BEBER: F01; ABCKZ: Y; BUKRS: 2222; KOSTL: 2222I55221; PROID: D43/XX/B6-1303/RT1/PPP; TPLNR: 1303 -TFA /TANK STORAGE NO 08 |  |  | T08-GV04 |  |  | FBV | GATE,ASTM A216 WCB |  |  | US
181 | UPDATE-1 | REGION 5 | TBBM MALANG | C | 1303-T08-GVRO2/00 | 1303-T08-GV05/00 | 1303-T08-GV05/00 | 1303-T08-GV05/00 | OK | T08-GV05 |  | N |  | 01 |  | GATE VALVE REDUNDANT OUTLET TANK T-08 | SF_VALVE | GROES: 6IN-150PSI; IWERK: 1303; INGRP: 049; GEWRK: 1303-LJP; WERGW: 1303; RBNR: 7304; SWERK: 1303; STORT: F303-PPP; BEBER: F01; ABCKZ: Y; BUKRS: 2222; KOSTL: 2222I55221; PROID: D43/XX/B6-1303/RT1/PPP; TPLNR: 1303 -TFA /TANK STORAGE NO 08 |  |  | T08-GV05 |  |  | FBV | GATE,ASTM A216 WCB |  |  | US
182 | UPDATE-1 | REGION 5 | TBBM MALANG | C | NEW | 1303-T08-TT01/00 | 1303-T08-TT01/00 | 1303-T08-TT01/00 | OK | T08-TT01 |  | I |  | 01 |  | TEMPERATURE TRANSMITTER TANK T-08 | SF_INS_TRANSMITTER | GROES: -40 TO 100 DEGC; IWERK: 1303; INGRP: 049; GEWRK: 1303-LJP; WERGW: 1303; RBNR: 6702; SWERK: 1303; STORT: F303-PPP; BEBER: F01; ABCKZ: T; BUKRS: 2222; KOSTL: 2222I55221; PROID: D43/XX/B6-1303/RT1/PPP; TPLNR: 1303 -TFA /TANK STORAGE NO 08 |  |  | T08-TT01 |  |  | ENDRESS HAUSER | NMT53 |  |  | CH
183 | UPDATE-1 | REGION 5 | TBBM MALANG | C | 1303-TF-T09/00 | 1303-TFA-T09/00 | 1303-TFA-T09/00 | 1303-TFA-T09/00 | OK | TFA-T09 |  | N |  | 01 |  | TANK STORAGE NO.09 | SF_TANKI_TIMBUN | GROES: 1018KL; IWERK: 1303; INGRP: 049; GEWRK: 1303-LJP; WERGW: 1303; RBNR: 0101; SWERK: 1303; STORT: F303-PPP; BEBER: F01; ABCKZ: V; BUKRS: 2222; KOSTL: 2222I55221; PROID: D43/XX/B6-1303/RT1/PPP; TPLNR: 1303 -TFA /TANK STORAGE NO 09 |  |  | TFA-T09 |  |  |  | CONE ROOF TANK |  |  | - | [21 empty] | 0235/SQ/ST/X/2023
184 | UPDATE-1 | REGION 5 | TBBM MALANG | C | 1303-T09-PRVI1/00 | 1303-T09-PRV01/00 | 1303-T09-PRV01/00 | 1303-T09-PRV01/00 | OK | T09-PRV01 | SECE | F |  | 01 | SECE | PRESS RELIEF VALVE INLET TANK T-09 | SF_PRV | GROES: 1.5X1.5IN-150RF; IWERK: 1303; INGRP: 049; GEWRK: 1303-LJP; WERGW: 1303; RBNR: 3602; SWERK: 1303; STORT: F303-PPP; BEBER: F01; ABCKZ: V; BUKRS: 2222; KOSTL: 2222I55221; PROID: D43/XX/B6-1303/RT1/PPP; TPLNR: 1303 -TFA /TANK STORAGE NO 09 |  |  | T09-PRV01 |  |  | SAFETY 317 VALVE | KONVENSIONAL |  |  | TW | [21 empty] | 2621/SQ/PRV/X/2023
185 | UPDATE-1 | REGION 5 | TBBM MALANG | C | 1303-T09-PRVO2/00 | 1303-T09-PRV02/00 | 1303-T09-PRV02/00 | 1303-T09-PRV02/00 | OK | T09-PRV02 | SECE | F |  | 01 | SECE | PRESS RELIEF VALVE OUTLET TANK T-09 | SF_PRV | GROES: 1.5X1.5IN-150RF; IWERK: 1303; INGRP: 049; GEWRK: 1303-LJP; WERGW: 1303; RBNR: 3602; SWERK: 1303; STORT: F303-PPP; BEBER: F01; ABCKZ: V; BUKRS: 2222; KOSTL: 2222I55221; PROID: D43/XX/B6-1303/RT1/PPP; TPLNR: 1303 -TFA /TANK STORAGE NO 09 |  |  | T09-PRV02 |  |  | SAFETY 317 VALVE | KONVENSIONAL |  |  | TW | [21 empty] | 2622/SQ/PRV/X/2023
186 | UPDATE-1 | REGION 5 | TBBM MALANG | C | 1303-T09-PVVI1/00 | 1303-T09-PVV01/00 | 1303-T09-PVV01/00 | 1303-T09-PVV01/00 | OK | T09-PVV01 | SECE | F |  | 01 | SECE | PRESSURE VACUUM VALVE TANK T-09 NO.1 | SF_VENTING | GROES: 6IN-150PSI; IWERK: 1303; INGRP: 049; GEWRK: 1303-LJP; WERGW: 1303; RBNR: 3603; SWERK: 1303; STORT: F303-PPP; BEBER: F01; ABCKZ: V; BUKRS: 2222; KOSTL: 2222I55221; PROID: D43/XX/B6-1303/RT1/PPP; TPLNR: 1303 -TFA /TANK STORAGE NO 09 |  |  | T09-PVV01 |  |  | SAND & JURS | 94020 |  |  | US | [21 empty] | 2633/SQ/BV/X/2023
187 | UPDATE-1 | REGION 5 | TBBM MALANG | C | 1303-T09-FA01/00 | 1303-T09-FA01/00 | 1303-T09-FA01/00 | 1303-T09-FA01/00 | OK | T09-FA01 | SECE | F |  | 01 | SECE | FLAME ARRESTER TANK T-09 | SF_FLAME_ARRESTER | GROES: 6IN; IWERK: 1303; INGRP: 049; GEWRK: 1303-LJP; WERGW: 1303; RBNR: 5399; SWERK: 1303; STORT: F303-PPP; BEBER: F01; ABCKZ: V; BUKRS: 2222; KOSTL: 2222I55221; PROID: D43/XX/B6-1303/RT1/PPP; TPLNR: 1303 -TFA /TANK STORAGE NO 09 |  |  | T09-FA01 |  |  | PRECON | KONVENSIONAL |  |  | IN
188 | UPDATE-1 | REGION 5 | TBBM MALANG | C | 1303-T09-GVI1/00 | 1303-T09-GV01/00 | 1303-T09-GV01/00 | 1303-T09-GV01/00 | OK | T09-GV01 |  | N |  | 01 |  | GATE VALVE INLET TANK T-09 | SF_VALVE | GROES: 8IN-150PSI; IWERK: 1303; INGRP: 049; GEWRK: 1303-LJP; WERGW: 1303; RBNR: 7304; SWERK: 1303; STORT: F303-PPP; BEBER: F01; ABCKZ: V; BUKRS: 2222; KOSTL: 2222I55221; PROID: D43/XX/B6-1303/RT1/PPP; TPLNR: 1303 -TFA /TANK STORAGE NO 09 |  |  | T09-GV01 |  |  | KITZ | GATE,ASTM A216 WCB |  |  | JP
189 | UPDATE-1 | REGION 5 | TBBM MALANG | C | 1303-T09-FLI1/00 | 1303-T09-FL01/00 | 1303-T09-FL01/00 | 1303-T09-FL01/00 | OK | T09-FL01 |  | N |  | 01 |  | FLEXIBLE JOINT INLET TANK T-09 | SF_FLEXIBLE_JOINT | GROES: 6IN-150PSI; IWERK: 1303; INGRP: 049; GEWRK: 1303-LJP; WERGW: 1303; RBNR: 4099; SWERK: 1303; STORT: F303-PPP; BEBER: F01; ABCKZ: V; BUKRS: 2222; KOSTL: 2222I55221; PROID: D43/XX/B6-1303/RT1/PPP; TPLNR: 1303 -TFA /TANK STORAGE NO 09 |  |  | T09-FL01 |  |  | SINGAFLEX | SSH 1 SINGLE BRAID |  |  | SG
190 | UPDATE-1 | REGION 5 | TBBM MALANG | C | 1303-T09-FLO2/00 | 1303-T09-FL02/00 | 1303-T09-FL02/00 | 1303-T09-FL02/00 | OK | T09-FL02 |  | N |  | 01 |  | FLEXIBLE JOINT OUTLET TANK T-09 | SF_FLEXIBLE_JOINT | GROES: 6IN-150PSI; IWERK: 1303; INGRP: 049; GEWRK: 1303-LJP; WERGW: 1303; RBNR: 4099; SWERK: 1303; STORT: F303-PPP; BEBER: F01; ABCKZ: V; BUKRS: 2222; KOSTL: 2222I55221; PROID: D43/XX/B6-1303/RT1/PPP; TPLNR: 1303 -TFA /TANK STORAGE NO 09 |  |  | T09-FL02 |  |  | SINGAFLEX | SSH 1 SINGLE BRAID |  |  | SG
191 | UPDATE-1 | REGION 5 | TBBM MALANG | C | 1303-T09-GVO2/00 | 1303-T09-GV02/00 | 1303-T09-GV02/00 | 1303-T09-GV02/00 | OK | T09-GV02 |  | N |  | 01 |  | GATE VALVE OUTLET TANK T-09 | SF_VALVE | GROES: 8IN-150PSI; IWERK: 1303; INGRP: 049; GEWRK: 1303-LJP; WERGW: 1303; RBNR: 7304; SWERK: 1303; STORT: F303-PPP; BEBER: F01; ABCKZ: V; BUKRS: 2222; KOSTL: 2222I55221; PROID: D43/XX/B6-1303/RT1/PPP; TPLNR: 1303 -TFA /TANK STORAGE NO 09 |  |  | T09-GV02 |  |  | KITZ | GATE,ASTM A216 WCB |  |  | JP
192 | UPDATE-1 | REGION 5 | TBBM MALANG | C | 1303-T09-GVD1/00 | 1303-T09-GV03/00 | 1303-T09-GV03/00 | 1303-T09-GV03/00 | OK | T09-GV03 |  | N |  | 01 |  | GATE VALVE DRAIN TANK T-09 | SF_VALVE | GROES: 4IN-150PSI; IWERK: 1303; INGRP: 049; GEWRK: 1303-LJP; WERGW: 1303; RBNR: 7304; SWERK: 1303; STORT: F303-PPP; BEBER: F01; ABCKZ: V; BUKRS: 2222; KOSTL: 2222I55221; PROID: D43/XX/B6-1303/RT1/PPP; TPLNR: 1303 -TFA /TANK STORAGE NO 09 |  |  | T09-GV03 |  |  | DIKKERS | GATE,ASTM A216 WCB |  |  | NL
193 | UPDATE-1 | REGION 5 | TBBM MALANG | C | 1303-T09-CVI1/00 | 1303-T09-CV01/00 | 1303-T09-CV01/00 | 1303-T09-CV01/00 | OK | T09-CV01 |  | N |  | 01 |  | CHECK VALVE INLET TANK T-09 | SF_VALVE | GROES: 6IN-150PSI; IWERK: 1303; INGRP: 049; GEWRK: 1303-LJP; WERGW: 1303; RBNR: 7304; SWERK: 1303; STORT: F303-PPP; BEBER: F01; ABCKZ: Y; BUKRS: 2222; KOSTL: 2222I55221; PROID: D43/XX/B6-1303/RT1/PPP; TPLNR: 1303 -TFA /TANK STORAGE NO 09 |  |  | T09-CV01 |  |  | GLT | SWING,ASTM A216 WCB |  |  | IN
194 | UPDATE-1 | REGION 5 | TBBM MALANG | C | 1303-T09-CVO2/00 | 1303-T09-CV02/00 | 1303-T09-CV02/00 | 1303-T09-CV02/00 | OK | T09-CV02 |  | N |  | 01 |  | CHECK VALVE OUTLET TANK T-09 | SF_VALVE | GROES: 6IN-150PSI; IWERK: 1303; INGRP: 049; GEWRK: 1303-LJP; WERGW: 1303; RBNR: 7304; SWERK: 1303; STORT: F303-PPP; BEBER: F01; ABCKZ: Y; BUKRS: 2222; KOSTL: 2222I55221; PROID: D43/XX/B6-1303/RT1/PPP; TPLNR: 1303 -TFA /TANK STORAGE NO 09 |  |  | T09-CV02 |  |  | GLT | SWING,ASTM A216 WCB |  |  | IN
195 | UPDATE-1 | REGION 5 | TBBM MALANG | C | 1303-T09-WS01/00 | 1303-T09-WS01/00 | 1303-T09-WS01/00 | 1303-T09-WS01/00 | OK | T09-WS01 | SECE | F |  | 01 | SECE | WATER SPRAYER TANK T-09 | SF_WATER_SPRAYER | GROES: 18BARG; IWERK: 1303; INGRP: 049; GEWRK: 1303-LJP; WERGW: 1303; RBNR: 5399; SWERK: 1303; STORT: F303-PPP; BEBER: F01; ABCKZ: V; BUKRS: 2222; KOSTL: 2222I55221; PROID: D43/XX/B6-1303/RT1/PPP; TPLNR: 1303 -TFA /TANK STORAGE NO 09 |  |  | T09-WS01 |  |  | TYCO | D3-WATER SPRAY-RING |  |  | US
196 | UPDATE-1 | REGION 5 | TBBM MALANG | C | 1303-T09-SDD01/00 | 1303-T09-SDD01/00 | 1303-T09-SDD01/00 | 1303-T09-SDD01/00 | OK | T09-SDD01 |  | N |  | 01 |  | DIPHATCH / SLOT DIPPING DEVICE TANK T-09 | SF_OTHERS | GROES: 6IN; IWERK: 1303; INGRP: 049; GEWRK: 1303-LJP; WERGW: 1303; RBNR: 7199; SWERK: 1303; STORT: F303-PPP; BEBER: F01; ABCKZ: Y; BUKRS: 2222; KOSTL: 2222I55221; PROID: D43/XX/B6-1303/RT1/PPP; TPLNR: 1303 -TFA /TANK STORAGE NO 09 |  |  | T09-SDD01 |  |  | SWSS |  |  |  | -
197 | UPDATE-1 | REGION 5 | TBBM MALANG | C | 1303-T09-GND01/00 | 1303-T09-GND01/00 | 1303-T09-GND01/00 | 1303-T09-GND01/00 | OK | T09-GND01 | SECE | E |  | 01 | SECE | GROUNDING TANK T-09 NO.01 | SF_GROUNDING | GROES: <5OHM; IWERK: 1303; INGRP: 049; GEWRK: 1303-LJP; WERGW: 1303; RBNR: 8899; SWERK: 1303; STORT: F303-PPP; BEBER: F01; ABCKZ: V; BUKRS: 2222; KOSTL: 2222I55221; PROID: D43/XX/B6-1303/RT1/PPP; TPLNR: 1303 -TFA /TANK STORAGE NO 09 |  |  | T09-GND01 |  |  |  | ROD |  |  | -
198 | UPDATE-1 | REGION 5 | TBBM MALANG | C | 1303-T09-GND02/00 | 1303-T09-GND02/00 | 1303-T09-GND02/00 | 1303-T09-GND02/00 | OK | T09-GND02 | SECE | E |  | 01 | SECE | GROUNDING TANK T-09 NO.02 | SF_GROUNDING | GROES: <5OHM; IWERK: 1303; INGRP: 049; GEWRK: 1303-LJP; WERGW: 1303; RBNR: 8899; SWERK: 1303; STORT: F303-PPP; BEBER: F01; ABCKZ: V; BUKRS: 2222; KOSTL: 2222I55221; PROID: D43/XX/B6-1303/RT1/PPP; TPLNR: 1303 -TFA /TANK STORAGE NO 09 |  |  | T09-GND02 |  |  |  | ROD |  |  | -
199 | UPDATE-1 | REGION 5 | TBBM MALANG | C | 1303-T09-GND03/00 | 1303-T09-GND03/00 | 1303-T09-GND03/00 | 1303-T09-GND03/00 | OK | T09-GND03 | SECE | E |  | 01 | SECE | GROUNDING TANK T-09 NO.03 | SF_GROUNDING | GROES: <5OHM; IWERK: 1303; INGRP: 049; GEWRK: 1303-LJP; WERGW: 1303; RBNR: 8899; SWERK: 1303; STORT: F303-PPP; BEBER: F01; ABCKZ: V; BUKRS: 2222; KOSTL: 2222I55221; PROID: D43/XX/B6-1303/RT1/PPP; TPLNR: 1303 -TFA /TANK STORAGE NO 09 |  |  | T09-GND03 |  |  |  | ROD |  |  | -
200 | UPDATE-1 | REGION 5 | TBBM MALANG | C | 1303-T09-GND04/00 | 1303-T09-GND04/00 | 1303-T09-GND04/00 | 1303-T09-GND04/00 | OK | T09-GND04 | SECE | E |  | 01 | SECE | GROUNDING TANK T-09 NO.04 | SF_GROUNDING | GROES: <5OHM; IWERK: 1303; INGRP: 049; GEWRK: 1303-LJP; WERGW: 1303; RBNR: 8899; SWERK: 1303; STORT: F303-PPP; BEBER: F01; ABCKZ: V; BUKRS: 2222; KOSTL: 2222I55221; PROID: D43/XX/B6-1303/RT1/PPP; TPLNR: 1303 -TFA /TANK STORAGE NO 09 |  |  | T09-GND04 |  |  |  | ROD |  |  | -
201 | UPDATE-1 | REGION 5 | TBBM MALANG | C | 1303-T09-ATG01/00 | 1303-T09-ATG01/00 | 1303-T09-ATG01/00 | 1303-T09-ATG01/00 | OK | T09-ATG01 |  | I |  | 01 |  | AUTOMATIC TANK GAUGING (ATG) TANK T-09 | SF_ATG | GROES: 0-9173 MM; IWERK: 1303; INGRP: 049; GEWRK: 1303-LJP; WERGW: 1303; RBNR: 7705; SWERK: 1303; STORT: F303-PPP; BEBER: F01; ABCKZ: T; BUKRS: 2222; KOSTL: 2222I55221; PROID: D43/XX/B6-1303/RT1/PPP; TPLNR: 1303 -TFA /TANK STORAGE NO 09 |  |  | T09-ATG01 |  |  | ENDRESS HAUSER | PROSERVO NMS53 |  |  | CH
202 | UPDATE-1 | REGION 5 | TBBM MALANG | C | 1303-T09-FC01/00 | 1303-T09-FC01/00 | 1303-T09-FC01/00 | 1303-T09-FC01/00 | OK | T09-FC01 | SECE | F |  | 01 | SECE | FOAM CHAMBER TANK T-09 | SF_FOAM_CHAMBER | GROES: 4IN; IWERK: 1303; INGRP: 049; GEWRK: 1303-LJP; WERGW: 1303; RBNR: 5399; SWERK: 1303; STORT: F303-PPP; BEBER: F01; ABCKZ: V; BUKRS: 2222; KOSTL: 2222I55221; PROID: D43/XX/B6-1303/RT1/PPP; TPLNR: 1303 -TFA /TANK STORAGE NO 09 |  |  | T09-FC01 |  |  | NATIONAL FOAM | KONVENSIONAL |  |  | US
203 | UPDATE-1 | REGION 5 | TBBM MALANG | C | 1303-T09-GVRI1/00 | 1303-T09-GV04/00 | 1303-T09-GV04/00 | 1303-T09-GV04/00 | OK | T09-GV04 |  | N |  | 01 |  | GATE VALVE REDUNDANT INLET TANK T-09 | SF_VALVE | GROES: 6IN-150PSI; IWERK: 1303; INGRP: 049; GEWRK: 1303-LJP; WERGW: 1303; RBNR: 7304; SWERK: 1303; STORT: F303-PPP; BEBER: F01; ABCKZ: Y; BUKRS: 2222; KOSTL: 2222I55221; PROID: D43/XX/B6-1303/RT1/PPP; TPLNR: 1303 -TFA /TANK STORAGE NO 09 |  |  | T09-GV04 |  |  | FBV | GATE,ASTM A216 WCB |  |  | US
204 | UPDATE-1 | REGION 5 | TBBM MALANG | C | 1303-T09-GVRO2/00 | 1303-T09-GV05/00 | 1303-T09-GV05/00 | 1303-T09-GV05/00 | OK | T09-GV05 |  | N |  | 01 |  | GATE VALVE REDUNDANT OUTLET TANK T-09 | SF_VALVE | GROES: 6IN-150PSI; IWERK: 1303; INGRP: 049; GEWRK: 1303-LJP; WERGW: 1303; RBNR: 7304; SWERK: 1303; STORT: F303-PPP; BEBER: F01; ABCKZ: Y; BUKRS: 2222; KOSTL: 2222I55221; PROID: D43/XX/B6-1303/RT1/PPP; TPLNR: 1303 -TFA /TANK STORAGE NO 09 |  |  | T09-GV05 |  |  | FBV | GATE,ASTM A216 WCB |  |  | US
205 | UPDATE-1 | REGION 5 | TBBM MALANG | C | NEW | 1303-T09-TT01/00 | 1303-T09-TT01/00 | 1303-T09-TT01/00 | OK | T09-TT01 |  | I |  | 01 |  | TEMPERATURE TRANSMITTER TANK T-09 | SF_INS_TRANSMITTER | GROES: -40 TO 100 DEGC; IWERK: 1303; INGRP: 049; GEWRK: 1303-LJP; WERGW: 1303; RBNR: 6702; SWERK: 1303; STORT: F303-PPP; BEBER: F01; ABCKZ: T; BUKRS: 2222; KOSTL: 2222I55221; PROID: D43/XX/B6-1303/RT1/PPP; TPLNR: 1303 -TFA /TANK STORAGE NO 09 |  |  | T09-TT01 |  |  | ENDRESS HAUSER | NMT53 |  |  | CH
206 | UPDATE-1 | REGION 5 | TBBM MALANG | C | 1303-TF-T10/00 | 1303-TFA-T10/00 | 1303-TFA-T10/00 | 1303-TFA-T10/00 | OK | TFA-T10 |  | N |  | 01 |  | TANK STORAGE NO.10 | SF_TANKI_TIMBUN | GROES: 530KL; IWERK: 1303; INGRP: 049; GEWRK: 1303-LJP; WERGW: 1303; RBNR: 0101; SWERK: 1303; STORT: F303-PPP; BEBER: F01; ABCKZ: V; BUKRS: 2222; KOSTL: 2222I55221; PROID: D43/XX/B6-1303/RT1/PPP; TPLNR: 1303 -TFA /TANK STORAGE NO 10 |  |  | TFA-T10 |  |  |  | CONE ROOF TANK |  |  | - | [21 empty] | 0236/SQ/ST/X/2023
207 | UPDATE-1 | REGION 5 | TBBM MALANG | C | 1303-T10-PRVI1/00 | 1303-T10-PRV01/00 | 1303-T10-PRV01/00 | 1303-T10-PRV01/00 | OK | T10-PRV01 | SECE | F |  | 01 | SECE | PRESS RELIEF VALVE INLET TANK T-10 | SF_PRV | GROES: 2X2IN-150RF; IWERK: 1303; INGRP: 049; GEWRK: 1303-LJP; WERGW: 1303; RBNR: 3602; SWERK: 1303; STORT: F303-PPP; BEBER: F01; ABCKZ: V; BUKRS: 2222; KOSTL: 2222I55221; PROID: D43/XX/B6-1303/RT1/PPP; TPLNR: 1303 -TFA /TANK STORAGE NO 10 |  |  | T10-PRV01 |  |  | SAFETY 317 VALVE | KONVENSIONAL |  |  | TW | [21 empty] | 2623/SQ/PRV/X/2023
208 | UPDATE-1 | REGION 5 | TBBM MALANG | C | 1303-T10-PRVO2/00 | 1303-T10-PRV02/00 | 1303-T10-PRV02/00 | 1303-T10-PRV02/00 | OK | T10-PRV02 | SECE | F |  | 01 | SECE | PRESS RELIEF VALVE OUTLET TANK T-10 | SF_PRV | GROES: 2X2IN-150RF; IWERK: 1303; INGRP: 049; GEWRK: 1303-LJP; WERGW: 1303; RBNR: 3602; SWERK: 1303; STORT: F303-PPP; BEBER: F01; ABCKZ: V; BUKRS: 2222; KOSTL: 2222I55221; PROID: D43/XX/B6-1303/RT1/PPP; TPLNR: 1303 -TFA /TANK STORAGE NO 10 |  |  | T10-PRV02 |  |  | SAFETY 317 VALVE | KONVENSIONAL |  |  | TW | [21 empty] | 2624/SQ/PRV/X/2023
209 | UPDATE-1 | REGION 5 | TBBM MALANG | D to C | 1303-T10-PVVI1/00 | 1303-T10-PVV01/00 | 1303-T10-PVV01/00 | 1303-T10-FV01/00 | GANTI TAG NO DAN DESKRIPSI | T10-FV01 | SECE | F |  | 01 | SECE | FREE VENT TANK T-10 NO.1 | SF_FV | GROES: 6IN-150PSI; IWERK: 1303; INGRP: 049; GEWRK: 1303-LJP; WERGW: 1303; RBNR: 3603; SWERK: 1303; STORT: F303-PPP; BEBER: F01; ABCKZ: V; BUKRS: 2222; KOSTL: 2222I55221; PROID: D43/XX/B6-1303/RT1/PPP; TPLNR: 1303 -TFA /TANK STORAGE NO 10 |  |  | T10-FV01 |  |  |  | KONVENSIONAL |  |  | -
210 | UPDATE-1 | REGION 5 | TBBM MALANG | D to C | 1303-T10-PVVI2/00 | 1303-T10-PVV02/00 | 1303-T10-PVV02/00 | 1303-T10-FV02/00 | GANTI TAG NO DAN DESKRIPSI | T10-FV02 | SECE | F |  | 01 | SECE | FREE VENT TANK T-10 NO.2 | SF_FV | GROES: 6IN-150PSI; IWERK: 1303; INGRP: 049; GEWRK: 1303-LJP; WERGW: 1303; RBNR: 3603; SWERK: 1303; STORT: F303-PPP; BEBER: F01; ABCKZ: V; BUKRS: 2222; KOSTL: 2222I55221; PROID: D43/XX/B6-1303/RT1/PPP; TPLNR: 1303 -TFA /TANK STORAGE NO 10 |  |  | T10-FV02 |  |  |  | KONVENSIONAL |  |  | -
211 | UPDATE-1 | REGION 5 | TBBM MALANG | C | 1303-T10-GVI1/00 | 1303-T10-GV01/00 | 1303-T10-GV01/00 | 1303-T10-GV01/00 | OK | T10-GV01 |  | N |  | 01 |  | GATE VALVE INLET TANK T-10 | SF_VALVE | GROES: 6IN-150PSI; IWERK: 1303; INGRP: 049; GEWRK: 1303-LJP; WERGW: 1303; RBNR: 7304; SWERK: 1303; STORT: F303-PPP; BEBER: F01; ABCKZ: V; BUKRS: 2222; KOSTL: 2222I55221; PROID: D43/XX/B6-1303/RT1/PPP; TPLNR: 1303 -TFA /TANK STORAGE NO 10 |  |  | T10-GV01 |  |  | CRANE | GATE,ASTM A216 WCB |  |  | US
212 | UPDATE-1 | REGION 5 | TBBM MALANG | C | 1303-T10-FLI1/00 | 1303-T10-FL01/00 | 1303-T10-FL01/00 | 1303-T10-FL01/00 | OK | T10-FL01 |  | N |  | 01 |  | FLEXIBLE JOINT INLET TANK T-10 | SF_FLEXIBLE_JOINT | GROES: 6IN-150PSI; IWERK: 1303; INGRP: 049; GEWRK: 1303-LJP; WERGW: 1303; RBNR: 4099; SWERK: 1303; STORT: F303-PPP; BEBER: F01; ABCKZ: V; BUKRS: 2222; KOSTL: 2222I55221; PROID: D43/XX/B6-1303/RT1/PPP; TPLNR: 1303 -TFA /TANK STORAGE NO 10 |  |  | T10-FL01 |  |  | SINGAFLEX | SSH 1 SINGLE BRAID |  |  | SG
213 | UPDATE-1 | REGION 5 | TBBM MALANG | C | 1303-T10-FLO2/00 | 1303-T10-FL02/00 | 1303-T10-FL02/00 | 1303-T10-FL02/00 | OK | T10-FL02 |  | N |  | 01 |  | FLEXIBLE JOINT OUTLET TANK T-10 | SF_FLEXIBLE_JOINT | GROES: 6IN-150PSI; IWERK: 1303; INGRP: 049; GEWRK: 1303-LJP; WERGW: 1303; RBNR: 4099; SWERK: 1303; STORT: F303-PPP; BEBER: F01; ABCKZ: V; BUKRS: 2222; KOSTL: 2222I55221; PROID: D43/XX/B6-1303/RT1/PPP; TPLNR: 1303 -TFA /TANK STORAGE NO 10 |  |  | T10-FL02 |  |  | SINGAFLEX | SSH 1 SINGLE BRAID |  |  | SG
214 | UPDATE-1 | REGION 5 | TBBM MALANG | C | 1303-T10-GVO2/00 | 1303-T10-GV02/00 | 1303-T10-GV02/00 | 1303-T10-GV02/00 | OK | T10-GV02 |  | N |  | 01 |  | GATE VALVE OUTLET TANK T-10 | SF_VALVE | GROES: 6IN-150PSI; IWERK: 1303; INGRP: 049; GEWRK: 1303-LJP; WERGW: 1303; RBNR: 7304; SWERK: 1303; STORT: F303-PPP; BEBER: F01; ABCKZ: V; BUKRS: 2222; KOSTL: 2222I55221; PROID: D43/XX/B6-1303/RT1/PPP; TPLNR: 1303 -TFA /TANK STORAGE NO 10 |  |  | T10-GV02 |  |  | CRANE | GATE,ASTM A216 WCB |  |  | US
215 | UPDATE-1 | REGION 5 | TBBM MALANG | C | 1303-T10-GVD1/00 | 1303-T10-GV03/00 | 1303-T10-GV03/00 | 1303-T10-GV03/00 | OK | T10-GV03 |  | N |  | 01 |  | GATE VALVE DRAIN TANK T-10 NO.1 | SF_VALVE | GROES: 3IN-150PSI; IWERK: 1303; INGRP: 049; GEWRK: 1303-LJP; WERGW: 1303; RBNR: 7304; SWERK: 1303; STORT: F303-PPP; BEBER: F01; ABCKZ: V; BUKRS: 2222; KOSTL: 2222I55221; PROID: D43/XX/B6-1303/RT1/PPP; TPLNR: 1303 -TFA /TANK STORAGE NO 10 |  |  | T10-GV03 |  |  | GLT | GATE,ASTM A216 WCB |  |  | IN
216 | UPDATE-1 | REGION 5 | TBBM MALANG | C | NEW | 1303-T10-GV04/00 | 1303-T10-GV04/00 | 1303-T10-GV04/00 | OK | T10-GV04 |  | N |  | 01 |  | GATE VALVE DRAIN TANK T-10 NO.2 | SF_VALVE | GROES: 2IN-150PSI; IWERK: 1303; INGRP: 049; GEWRK: 1303-LJP; WERGW: 1303; RBNR: 7304; SWERK: 1303; STORT: F303-PPP; BEBER: F01; ABCKZ: V; BUKRS: 2222; KOSTL: 2222I55221; PROID: D43/XX/B6-1303/RT1/PPP; TPLNR: 1303 -TFA /TANK STORAGE NO 10 |  |  | T10-GV04 |  |  | CRANE | GATE,ASTM A216 WCB |  |  | US
217 | UPDATE-1 | REGION 5 | TBBM MALANG | C | NEW | 1303-T10-GV05/00 | 1303-T10-GV05/00 | 1303-T10-GV05/00 | OK | T10-GV05 |  | N |  | 01 |  | GATE VALVE DRAIN TANK T-10 NO.3 | SF_VALVE | GROES: 2IN-150PSI; IWERK: 1303; INGRP: 049; GEWRK: 1303-LJP; WERGW: 1303; RBNR: 7304; SWERK: 1303; STORT: F303-PPP; BEBER: F01; ABCKZ: V; BUKRS: 2222; KOSTL: 2222I55221; PROID: D43/XX/B6-1303/RT1/PPP; TPLNR: 1303 -TFA /TANK STORAGE NO 10 |  |  | T10-GV05 |  |  | CRANE | GATE,ASTM A216 WCB |  |  | US
218 | UPDATE-1 | REGION 5 | TBBM MALANG | C | 1303-T10-CVI1/00 | 1303-T10-CV01/00 | 1303-T10-CV01/00 | 1303-T10-CV01/00 | OK | T10-CV01 |  | N |  | 01 |  | CHECK VALVE INLET TANK T-10 | SF_VALVE | GROES: 6IN-150PSI; IWERK: 1303; INGRP: 049; GEWRK: 1303-LJP; WERGW: 1303; RBNR: 7304; SWERK: 1303; STORT: F303-PPP; BEBER: F01; ABCKZ: Y; BUKRS: 2222; KOSTL: 2222I55221; PROID: D43/XX/B6-1303/RT1/PPP; TPLNR: 1303 -TFA /TANK STORAGE NO 10 |  |  | T10-CV01 |  |  | CRANE | SWING,ASTM A216 WCB |  |  | US
219 | UPDATE-1 | REGION 5 | TBBM MALANG | C | 1303-T10-CVO2/00 | 1303-T10-CV02/00 | 1303-T10-CV02/00 | 1303-T10-CV02/00 | OK | T10-CV02 |  | N |  | 01 |  | CHECK VALVE OUTLET TANK T-10 | SF_VALVE | GROES: 6IN-150PSI; IWERK: 1303; INGRP: 049; GEWRK: 1303-LJP; WERGW: 1303; RBNR: 7304; SWERK: 1303; STORT: F303-PPP; BEBER: F01; ABCKZ: Y; BUKRS: 2222; KOSTL: 2222I55221; PROID: D43/XX/B6-1303/RT1/PPP; TPLNR: 1303 -TFA /TANK STORAGE NO 10 |  |  | T10-CV02 |  |  | CRANE | SWING,ASTM A216 WCB |  |  | US
220 | UPDATE-1 | REGION 5 | TBBM MALANG | C | 1303-T10-WS01/00 | 1303-T10-WS01/00 | 1303-T10-WS01/00 | 1303-T10-WS01/00 | OK | T10-WS01 | SECE | F |  | 01 | SECE | WATER SPRAYER TANK T-10 | SF_WATER_SPRAYER | GROES: 18BARG; IWERK: 1303; INGRP: 049; GEWRK: 1303-LJP; WERGW: 1303; RBNR: 5399; SWERK: 1303; STORT: F303-PPP; BEBER: F01; ABCKZ: V; BUKRS: 2222; KOSTL: 2222I55221; PROID: D43/XX/B6-1303/RT1/PPP; TPLNR: 1303 -TFA /TANK STORAGE NO 10 |  |  | T10-WS01 |  |  | TYCO | D3-WATER SPRAY-RING |  |  | US
221 | UPDATE-1 | REGION 5 | TBBM MALANG | C | 1303-T10-GND01/00 | 1303-T10-GND01/00 | 1303-T10-GND01/00 | 1303-T10-GND01/00 | OK | T10-GND01 | SECE | E |  | 01 | SECE | GROUNDING TANK T-10 NO.01 | SF_GROUNDING | GROES: <5OHM; IWERK: 1303; INGRP: 049; GEWRK: 1303-LJP; WERGW: 1303; RBNR: 8899; SWERK: 1303; STORT: F303-PPP; BEBER: F01; ABCKZ: V; BUKRS: 2222; KOSTL: 2222I55221; PROID: D43/XX/B6-1303/RT1/PPP; TPLNR: 1303 -TFA /TANK STORAGE NO 10 |  |  | T10-GND01 |  |  |  | ROD |  |  | -
222 | UPDATE-1 | REGION 5 | TBBM MALANG | C | 1303-T10-GND02/00 | 1303-T10-GND02/00 | 1303-T10-GND02/00 | 1303-T10-GND02/00 | OK | T10-GND02 | SECE | E |  | 01 | SECE | GROUNDING TANK T-10 NO.02 | SF_GROUNDING | GROES: <5OHM; IWERK: 1303; INGRP: 049; GEWRK: 1303-LJP; WERGW: 1303; RBNR: 8899; SWERK: 1303; STORT: F303-PPP; BEBER: F01; ABCKZ: V; BUKRS: 2222; KOSTL: 2222I55221; PROID: D43/XX/B6-1303/RT1/PPP; TPLNR: 1303 -TFA /TANK STORAGE NO 10 |  |  | T10-GND02 |  |  |  | ROD |  |  | -
223 | UPDATE-1 | REGION 5 | TBBM MALANG | C | 1303-T10-GND03/00 | 1303-T10-GND03/00 | 1303-T10-GND03/00 | 1303-T10-GND03/00 | OK | T10-GND03 | SECE | E |  | 01 | SECE | GROUNDING TANK T-10 NO.03 | SF_GROUNDING | GROES: <5OHM; IWERK: 1303; INGRP: 049; GEWRK: 1303-LJP; WERGW: 1303; RBNR: 8899; SWERK: 1303; STORT: F303-PPP; BEBER: F01; ABCKZ: V; BUKRS: 2222; KOSTL: 2222I55221; PROID: D43/XX/B6-1303/RT1/PPP; TPLNR: 1303 -TFA /TANK STORAGE NO 10 |  |  | T10-GND03 |  |  |  | ROD |  |  | -
224 | UPDATE-1 | REGION 5 | TBBM MALANG | C | 1303-T10-GND04/00 | 1303-T10-GND04/00 | 1303-T10-GND04/00 | 1303-T10-GND04/00 | OK | T10-GND04 | SECE | E |  | 01 | SECE | GROUNDING TANK T-10 NO.04 | SF_GROUNDING | GROES: <5OHM; IWERK: 1303; INGRP: 049; GEWRK: 1303-LJP; WERGW: 1303; RBNR: 8899; SWERK: 1303; STORT: F303-PPP; BEBER: F01; ABCKZ: V; BUKRS: 2222; KOSTL: 2222I55221; PROID: D43/XX/B6-1303/RT1/PPP; TPLNR: 1303 -TFA /TANK STORAGE NO 10 |  |  | T10-GND04 |  |  |  | ROD |  |  | -
225 | UPDATE-1 | REGION 5 | TBBM MALANG | C | 1303-T10-FC01/00 | 1303-T10-FC01/00 | 1303-T10-FC01/00 | 1303-T10-FC01/00 | OK | T10-FC01 | SECE | F |  | 01 | SECE | FOAM CHAMBER TANK T-10 | SF_FOAM_CHAMBER | GROES: 4IN; IWERK: 1303; INGRP: 049; GEWRK: 1303-LJP; WERGW: 1303; RBNR: 5399; SWERK: 1303; STORT: F303-PPP; BEBER: F01; ABCKZ: V; BUKRS: 2222; KOSTL: 2222I55221; PROID: D43/XX/B6-1303/RT1/PPP; TPLNR: 1303 -TFA /TANK STORAGE NO 10 |  |  | T10-FC01 |  |  | NATIONAL FOAM | KONVENSIONAL |  |  | US
226 | UPDATE-1 | REGION 5 | TBBM MALANG | C | 1303-T10-LSH/00 | 1303-T10-LSH01/00 | 1303-T10-LSH01/00 | 1303-T10-LSH01/00 | OK | T10-LSH01 | SECE | I |  | 01 | SECE | LEVEL SWITCH HIGH TANK T-10 | SF_INS_INDICATOR | GROES: 1000MM; IWERK: 1303; INGRP: 049; GEWRK: 1303-LJP; WERGW: 1303; RBNR: 7111; SWERK: 1303; STORT: F303-PPP; BEBER: F01; ABCKZ: V; BUKRS: 2222; KOSTL: 2222I55221; PROID: D43/XX/B6-1303/RT1/PPP; TPLNR: 1303 -TFA /TANK STORAGE NO 10 |  |  | T10-LSH01 |  |  | ENDRESS HAUSER | FIX LEVEL SENSOR |  |  | CH
227 | UPDATE-1 | REGION 5 | TBBM MALANG | C | 1303-T10-LSHH/00 | 1303-T10-LSHH01/00 | 1303-T10-LSHH01/00 | 1303-T10-LSHH01/00 | OK | T10-LSHH01 | SECE | I |  | 01 | SECE | LEVEL SWITCH HIGH-HIGH TANK T-10 | SF_INS_INDICATOR | GROES: 1000MM; IWERK: 1303; INGRP: 049; GEWRK: 1303-LJP; WERGW: 1303; RBNR: 7111; SWERK: 1303; STORT: F303-PPP; BEBER: F01; ABCKZ: V; BUKRS: 2222; KOSTL: 2222I55221; PROID: D43/XX/B6-1303/RT1/PPP; TPLNR: 1303 -TFA /TANK STORAGE NO 10 |  |  | T10-LSHH01 |  |  | ENDRESS HAUSER | FIX LEVEL SENSOR |  |  | CH
228 | UPDATE-1 | REGION 5 | TBBM MALANG | C | 1303-T10-GVRI1/00 | 1303-T10-GV06/00 | 1303-T10-GV06/00 | 1303-T10-GV06/00 | OK | T10-GV06 |  | N |  | 01 |  | GATE VALVE REDUNDANT INLET TANK T-10 | SF_VALVE | GROES: 6IN-150PSI; IWERK: 1303; INGRP: 049; GEWRK: 1303-LJP; WERGW: 1303; RBNR: 7304; SWERK: 1303; STORT: F303-PPP; BEBER: F01; ABCKZ: Y; BUKRS: 2222; KOSTL: 2222I55221; PROID: D43/XX/B6-1303/RT1/PPP; TPLNR: 1303 -TFA /TANK STORAGE NO 10 |  |  | T10-GV06 |  |  | GLT | GATE,ASTM A216 WCB |  |  | IN
229 | UPDATE-1 | REGION 5 | TBBM MALANG | C | 1303-T10-GVRO2/00 | 1303-T10-GV07/00 | 1303-T10-GV07/00 | 1303-T10-GV07/00 | OK | T10-GV07 |  | N |  | 01 |  | GATE VALVE REDUNDANT OUTLET TANK T-10 | SF_VALVE | GROES: 6IN-150PSI; IWERK: 1303; INGRP: 049; GEWRK: 1303-LJP; WERGW: 1303; RBNR: 7304; SWERK: 1303; STORT: F303-PPP; BEBER: F01; ABCKZ: Y; BUKRS: 2222; KOSTL: 2222I55221; PROID: D43/XX/B6-1303/RT1/PPP; TPLNR: 1303 -TFA /TANK STORAGE NO 10 |  |  | T10-GV07 |  |  | GLT | GATE,ASTM A216 WCB |  |  | IN
230 | UPDATE-1 | REGION 5 | TBBM MALANG | C | 1303-T01-PPI1/00 | 1303-T01-PP01/00 | 1303-T01-PP01/00 | 1303-T01-PP01/00 | OK | T01-PP01 | PCE | V |  | 01 | PCE | PIPING INLET TANK T-01 | SF_PIPA | GROES: 6IN,SCH40; IWERK: 1303; INGRP: 049; GEWRK: 1303-LJP; WERGW: 1303; RBNR: 4001; SWERK: 1303; STORT: F303-PPP; BEBER: F01; ABCKZ: V; BUKRS: 2222; KOSTL: 2222I55221; PROID: D43/XX/B6-1303/RT1/PPP; TPLNR: 1303 -TFA /PIPING TANK FARM AREA |  |  | T01-PP01 |  |  |  | API 5L,GR B |  |  | -
231 | UPDATE-1 | REGION 5 | TBBM MALANG | C | 1303-T01-PPO2/00 | 1303-T01-PP02/00 | 1303-T01-PP02/00 | 1303-T01-PP02/00 | OK | T01-PP02 | PCE | V |  | 01 | PCE | PIPING OUTLET TANK T-01 | SF_PIPA | GROES: 6IN,SCH40; IWERK: 1303; INGRP: 049; GEWRK: 1303-LJP; WERGW: 1303; RBNR: 4001; SWERK: 1303; STORT: F303-PPP; BEBER: F01; ABCKZ: V; BUKRS: 2222; KOSTL: 2222I55221; PROID: D43/XX/B6-1303/RT1/PPP; TPLNR: 1303 -TFA /PIPING TANK FARM AREA |  |  | T01-PP02 |  |  |  | API 5L,GR B |  |  | -
232 | UPDATE-1 | REGION 5 | TBBM MALANG | C | 1303-T01-PPD3/00 | 1303-T01-PP03/00 | 1303-T01-PP03/00 | 1303-T01-PP03/00 | OK | T01-PP03 |  | V |  | 01 |  | PIPING CLOSED DRAIN TANK T-01 | SF_PIPA | GROES: 4IN,SCH40; IWERK: 1303; INGRP: 049; GEWRK: 1303-LJP; WERGW: 1303; RBNR: 4001; SWERK: 1303; STORT: F303-PPP; BEBER: F01; ABCKZ: T; BUKRS: 2222; KOSTL: 2222I55221; PROID: D43/XX/B6-1303/RT1/PPP; TPLNR: 1303 -TFA /PIPING TANK FARM AREA |  |  | T01-PP03 |  |  |  | API 5L,GR B |  |  | -
233 | UPDATE-1 | REGION 5 | TBBM MALANG | C | 1303-T02-PPI1/00 | 1303-T02-PP01/00 | 1303-T02-PP01/00 | 1303-T02-PP01/00 | OK | T02-PP01 | PCE | V |  | 01 | PCE | PIPING INLET TANK T-02 | SF_PIPA | GROES: 6IN,SCH40; IWERK: 1303; INGRP: 049; GEWRK: 1303-LJP; WERGW: 1303; RBNR: 4001; SWERK: 1303; STORT: F303-PPP; BEBER: F01; ABCKZ: V; BUKRS: 2222; KOSTL: 2222I55221; PROID: D43/XX/B6-1303/RT1/PPP; TPLNR: 1303 -TFA /PIPING TANK FARM AREA |  |  | T02-PP01 |  |  |  | API 5L,GR B |  |  | -
234 | UPDATE-1 | REGION 5 | TBBM MALANG | C | 1303-T02-PPO2/00 | 1303-T02-PP02/00 | 1303-T02-PP02/00 | 1303-T02-PP02/00 | OK | T02-PP02 | PCE | V |  | 01 | PCE | PIPING OUTLET TANK T-02 | SF_PIPA | GROES: 6IN,SCH40; IWERK: 1303; INGRP: 049; GEWRK: 1303-LJP; WERGW: 1303; RBNR: 4001; SWERK: 1303; STORT: F303-PPP; BEBER: F01; ABCKZ: V; BUKRS: 2222; KOSTL: 2222I55221; PROID: D43/XX/B6-1303/RT1/PPP; TPLNR: 1303 -TFA /PIPING TANK FARM AREA |  |  | T02-PP02 |  |  |  | API 5L,GR B |  |  | -
235 | UPDATE-1 | REGION 5 | TBBM MALANG | C | 1303-T02-PPD3/00 | 1303-T02-PP03/00 | 1303-T02-PP03/00 | 1303-T02-PP03/00 | OK | T02-PP03 |  | V |  | 01 |  | PIPING CLOSED DRAIN TANK T-02 | SF_PIPA | GROES: 3IN,SCH40; IWERK: 1303; INGRP: 049; GEWRK: 1303-LJP; WERGW: 1303; RBNR: 4001; SWERK: 1303; STORT: F303-PPP; BEBER: F01; ABCKZ: T; BUKRS: 2222; KOSTL: 2222I55221; PROID: D43/XX/B6-1303/RT1/PPP; TPLNR: 1303 -TFA /PIPING TANK FARM AREA |  |  | T02-PP03 |  |  |  | API 5L,GR B |  |  | -
236 | UPDATE-1 | REGION 5 | TBBM MALANG | C | 1303-T03-PPI1/00 | 1303-T03-PP01/00 | 1303-T03-PP01/00 | 1303-T03-PP01/00 | OK | T03-PP01 | PCE | V |  | 01 | PCE | PIPING INLET TANK T-03 | SF_PIPA | GROES: 6IN,SCH40; IWERK: 1303; INGRP: 049; GEWRK: 1303-LJP; WERGW: 1303; RBNR: 4001; SWERK: 1303; STORT: F303-PPP; BEBER: F01; ABCKZ: V; BUKRS: 2222; KOSTL: 2222I55221; PROID: D43/XX/B6-1303/RT1/PPP; TPLNR: 1303 -TFA /PIPING TANK FARM AREA |  |  | T03-PP01 |  |  |  | API 5L,GR B |  |  | -
237 | UPDATE-1 | REGION 5 | TBBM MALANG | C | 1303-T03-PPO2/00 | 1303-T03-PP02/00 | 1303-T03-PP02/00 | 1303-T03-PP02/00 | OK | T03-PP02 | PCE | V |  | 01 | PCE | PIPING OUTLET TANK T-03 | SF_PIPA | GROES: 6IN,SCH40; IWERK: 1303; INGRP: 049; GEWRK: 1303-LJP; WERGW: 1303; RBNR: 4001; SWERK: 1303; STORT: F303-PPP; BEBER: F01; ABCKZ: V; BUKRS: 2222; KOSTL: 2222I55221; PROID: D43/XX/B6-1303/RT1/PPP; TPLNR: 1303 -TFA /PIPING TANK FARM AREA |  |  | T03-PP02 |  |  |  | API 5L,GR B |  |  | -
238 | UPDATE-1 | REGION 5 | TBBM MALANG | C | 1303-T03-PPD3/00 | 1303-T03-PP03/00 | 1303-T03-PP03/00 | 1303-T03-PP03/00 | OK | T03-PP03 |  | V |  | 01 |  | PIPING CLOSED DRAIN TANK T-03 | SF_PIPA | GROES: 3IN,SCH40; IWERK: 1303; INGRP: 049; GEWRK: 1303-LJP; WERGW: 1303; RBNR: 4001; SWERK: 1303; STORT: F303-PPP; BEBER: F01; ABCKZ: T; BUKRS: 2222; KOSTL: 2222I55221; PROID: D43/XX/B6-1303/RT1/PPP; TPLNR: 1303 -TFA /PIPING TANK FARM AREA |  |  | T03-PP03 |  |  |  | API 5L,GR B |  |  | -
239 | UPDATE-1 | REGION 5 | TBBM MALANG | C | 1303-T04-PPI1/00 | 1303-T04-PP01/00 | 1303-T04-PP01/00 | 1303-T04-PP01/00 | OK | T04-PP01 | PCE | V |  | 01 | PCE | PIPING INLET TANK T-04 | SF_PIPA | GROES: 6IN,SCH40; IWERK: 1303; INGRP: 049; GEWRK: 1303-LJP; WERGW: 1303; RBNR: 4001; SWERK: 1303; STORT: F303-PPP; BEBER: F01; ABCKZ: V; BUKRS: 2222; KOSTL: 2222I55221; PROID: D43/XX/B6-1303/RT1/PPP; TPLNR: 1303 -TFA /PIPING TANK FARM AREA |  |  | T04-PP01 |  |  |  | API 5L,GR B |  |  | -
240 | UPDATE-1 | REGION 5 | TBBM MALANG | C | 1303-T04-PPO2/00 | 1303-T04-PP02/00 | 1303-T04-PP02/00 | 1303-T04-PP02/00 | OK | T04-PP02 | PCE | V |  | 01 | PCE | PIPING OUTLET TANK T-04 | SF_PIPA | GROES: 6IN,SCH40; IWERK: 1303; INGRP: 049; GEWRK: 1303-LJP; WERGW: 1303; RBNR: 4001; SWERK: 1303; STORT: F303-PPP; BEBER: F01; ABCKZ: V; BUKRS: 2222; KOSTL: 2222I55221; PROID: D43/XX/B6-1303/RT1/PPP; TPLNR: 1303 -TFA /PIPING TANK FARM AREA |  |  | T04-PP02 |  |  |  | API 5L,GR B |  |  | -
241 | UPDATE-1 | REGION 5 | TBBM MALANG | C | 1303-T04-PPD3/00 | 1303-T04-PP03/00 | 1303-T04-PP03/00 | 1303-T04-PP03/00 | OK | T04-PP03 |  | V |  | 01 |  | PIPING CLOSED DRAIN TANK T-04 | SF_PIPA | GROES: 4IN,SCH40; IWERK: 1303; INGRP: 049; GEWRK: 1303-LJP; WERGW: 1303; RBNR: 4001; SWERK: 1303; STORT: F303-PPP; BEBER: F01; ABCKZ: T; BUKRS: 2222; KOSTL: 2222I55221; PROID: D43/XX/B6-1303/RT1/PPP; TPLNR: 1303 -TFA /PIPING TANK FARM AREA |  |  | T04-PP03 |  |  |  | API 5L,GR B |  |  | -
242 | UPDATE-1 | REGION 5 | TBBM MALANG | C | 1303-T05-PPI1/00 | 1303-T05-PP01/00 | 1303-T05-PP01/00 | 1303-T05-PP01/00 | OK | T05-PP01 | PCE | V |  | 01 | PCE | PIPING INLET TANK T-05 | SF_PIPA | GROES: 6IN,SCH40; IWERK: 1303; INGRP: 049; GEWRK: 1303-LJP; WERGW: 1303; RBNR: 4001; SWERK: 1303; STORT: F303-PPP; BEBER: F01; ABCKZ: V; BUKRS: 2222; KOSTL: 2222I55221; PROID: D43/XX/B6-1303/RT1/PPP; TPLNR: 1303 -TFA /PIPING TANK FARM AREA |  |  | T05-PP01 |  |  |  | API 5L,GR B |  |  | -
243 | UPDATE-1 | REGION 5 | TBBM MALANG | C | 1303-T05-PPO2/00 | 1303-T05-PP02/00 | 1303-T05-PP02/00 | 1303-T05-PP02/00 | OK | T05-PP02 | PCE | V |  | 01 | PCE | PIPING OUTLET TANK T-05 | SF_PIPA | GROES: 6IN,SCH40; IWERK: 1303; INGRP: 049; GEWRK: 1303-LJP; WERGW: 1303; RBNR: 4001; SWERK: 1303; STORT: F303-PPP; BEBER: F01; ABCKZ: V; BUKRS: 2222; KOSTL: 2222I55221; PROID: D43/XX/B6-1303/RT1/PPP; TPLNR: 1303 -TFA /PIPING TANK FARM AREA |  |  | T05-PP02 |  |  |  | API 5L,GR B |  |  | -
244 | UPDATE-1 | REGION 5 | TBBM MALANG | C | 1303-T05-PPD3/00 | 1303-T05-PP03/00 | 1303-T05-PP03/00 | 1303-T05-PP03/00 | OK | T05-PP03 |  | V |  | 01 |  | PIPING CLOSED DRAIN TANK T-05 | SF_PIPA | GROES: 4IN,SCH40; IWERK: 1303; INGRP: 049; GEWRK: 1303-LJP; WERGW: 1303; RBNR: 4001; SWERK: 1303; STORT: F303-PPP; BEBER: F01; ABCKZ: T; BUKRS: 2222; KOSTL: 2222I55221; PROID: D43/XX/B6-1303/RT1/PPP; TPLNR: 1303 -TFA /PIPING TANK FARM AREA |  |  | T05-PP03 |  |  |  | API 5L,GR B |  |  | -
245 | UPDATE-1 | REGION 5 | TBBM MALANG | C | 1303-T06-PPI1/00 | 1303-T06-PP01/00 | 1303-T06-PP01/00 | 1303-T06-PP01/00 | OK | T06-PP01 | PCE | V |  | 01 | PCE | PIPING INLET TANK T-06 | SF_PIPA | GROES: 6IN,SCH40; IWERK: 1303; INGRP: 049; GEWRK: 1303-LJP; WERGW: 1303; RBNR: 4001; SWERK: 1303; STORT: F303-PPP; BEBER: F01; ABCKZ: V; BUKRS: 2222; KOSTL: 2222I55221; PROID: D43/XX/B6-1303/RT1/PPP; TPLNR: 1303 -TFA /PIPING TANK FARM AREA |  |  | T06-PP01 |  |  |  | API 5L,GR B |  |  | -
246 | UPDATE-1 | REGION 5 | TBBM MALANG | C | 1303-T06-PPO2/00 | 1303-T06-PP02/00 | 1303-T06-PP02/00 | 1303-T06-PP02/00 | OK | T06-PP02 | PCE | V |  | 01 | PCE | PIPING OUTLET TANK T-06 | SF_PIPA | GROES: 6IN,SCH40; IWERK: 1303; INGRP: 049; GEWRK: 1303-LJP; WERGW: 1303; RBNR: 4001; SWERK: 1303; STORT: F303-PPP; BEBER: F01; ABCKZ: V; BUKRS: 2222; KOSTL: 2222I55221; PROID: D43/XX/B6-1303/RT1/PPP; TPLNR: 1303 -TFA /PIPING TANK FARM AREA |  |  | T06-PP02 |  |  |  | API 5L,GR B |  |  | -
247 | UPDATE-1 | REGION 5 | TBBM MALANG | C | 1303-T06-PPD3/00 | 1303-T06-PP03/00 | 1303-T06-PP03/00 | 1303-T06-PP03/00 | OK | T06-PP03 |  | V |  | 01 |  | PIPING CLOSED DRAIN TANK T-06 | SF_PIPA | GROES: 4IN,SCH40; IWERK: 1303; INGRP: 049; GEWRK: 1303-LJP; WERGW: 1303; RBNR: 4001; SWERK: 1303; STORT: F303-PPP; BEBER: F01; ABCKZ: T; BUKRS: 2222; KOSTL: 2222I55221; PROID: D43/XX/B6-1303/RT1/PPP; TPLNR: 1303 -TFA /PIPING TANK FARM AREA |  |  | T06-PP03 |  |  |  | API 5L,GR B |  |  | -
248 | UPDATE-1 | REGION 5 | TBBM MALANG | C | 1303-T07-PPI1/00 | 1303-T07-PP01/00 | 1303-T07-PP01/00 | 1303-T07-PP01/00 | OK | T07-PP01 | PCE | V |  | 01 | PCE | PIPING INLET TANK T-07 | SF_PIPA | GROES: 6IN,SCH40; IWERK: 1303; INGRP: 049; GEWRK: 1303-LJP; WERGW: 1303; RBNR: 4001; SWERK: 1303; STORT: F303-PPP; BEBER: F01; ABCKZ: V; BUKRS: 2222; KOSTL: 2222I55221; PROID: D43/XX/B6-1303/RT1/PPP; TPLNR: 1303 -TFA /PIPING TANK FARM AREA |  |  | T07-PP01 |  |  |  | API 5L,GR B |  |  | -
249 | UPDATE-1 | REGION 5 | TBBM MALANG | C | 1303-T07-PPO2/00 | 1303-T07-PP02/00 | 1303-T07-PP02/00 | 1303-T07-PP02/00 | OK | T07-PP02 | PCE | V |  | 01 | PCE | PIPING OUTLET TANK T-07 | SF_PIPA | GROES: 6IN,SCH40; IWERK: 1303; INGRP: 049; GEWRK: 1303-LJP; WERGW: 1303; RBNR: 4001; SWERK: 1303; STORT: F303-PPP; BEBER: F01; ABCKZ: V; BUKRS: 2222; KOSTL: 2222I55221; PROID: D43/XX/B6-1303/RT1/PPP; TPLNR: 1303 -TFA /PIPING TANK FARM AREA |  |  | T07-PP02 |  |  |  | API 5L,GR B |  |  | -
250 | UPDATE-1 | REGION 5 | TBBM MALANG | C | 1303-T07-PPD3/00 | 1303-T07-PP03/00 | 1303-T07-PP03/00 | 1303-T07-PP03/00 | OK | T07-PP03 |  | V |  | 01 |  | PIPING CLOSED DRAIN TANK T-07 | SF_PIPA | GROES: 4IN,SCH40; IWERK: 1303; INGRP: 049; GEWRK: 1303-LJP; WERGW: 1303; RBNR: 4001; SWERK: 1303; STORT: F303-PPP; BEBER: F01; ABCKZ: T; BUKRS: 2222; KOSTL: 2222I55221; PROID: D43/XX/B6-1303/RT1/PPP; TPLNR: 1303 -TFA /PIPING TANK FARM AREA |  |  | T07-PP03 |  |  |  | API 5L,GR B |  |  | -
251 | UPDATE-1 | REGION 5 | TBBM MALANG | C | 1303-T08-PPI1/00 | 1303-T08-PP01/00 | 1303-T08-PP01/00 | 1303-T08-PP01/00 | OK | T08-PP01 | PCE | V |  | 01 | PCE | PIPING INLET TANK T-08 | SF_PIPA | GROES: 6IN,SCH40; IWERK: 1303; INGRP: 049; GEWRK: 1303-LJP; WERGW: 1303; RBNR: 4001; SWERK: 1303; STORT: F303-PPP; BEBER: F01; ABCKZ: V; BUKRS: 2222; KOSTL: 2222I55221; PROID: D43/XX/B6-1303/RT1/PPP; TPLNR: 1303 -TFA /PIPING TANK FARM AREA |  |  | T08-PP01 |  |  |  | API 5L,GR B |  |  | -
252 | UPDATE-1 | REGION 5 | TBBM MALANG | C | 1303-T08-PPO2/00 | 1303-T08-PP02/00 | 1303-T08-PP02/00 | 1303-T08-PP02/00 | OK | T08-PP02 | PCE | V |  | 01 | PCE | PIPING OUTLET TANK T-08 | SF_PIPA | GROES: 6IN,SCH40; IWERK: 1303; INGRP: 049; GEWRK: 1303-LJP; WERGW: 1303; RBNR: 4001; SWERK: 1303; STORT: F303-PPP; BEBER: F01; ABCKZ: V; BUKRS: 2222; KOSTL: 2222I55221; PROID: D43/XX/B6-1303/RT1/PPP; TPLNR: 1303 -TFA /PIPING TANK FARM AREA |  |  | T08-PP02 |  |  |  | API 5L,GR B |  |  | -
253 | UPDATE-1 | REGION 5 | TBBM MALANG | C | 1303-T08-PPD3/00 | 1303-T08-PP03/00 | 1303-T08-PP03/00 | 1303-T08-PP03/00 | OK | T08-PP03 |  | V |  | 01 |  | PIPING CLOSED DRAIN TANK T-08 | SF_PIPA | GROES: 4IN,SCH40; IWERK: 1303; INGRP: 049; GEWRK: 1303-LJP; WERGW: 1303; RBNR: 4001; SWERK: 1303; STORT: F303-PPP; BEBER: F01; ABCKZ: T; BUKRS: 2222; KOSTL: 2222I55221; PROID: D43/XX/B6-1303/RT1/PPP; TPLNR: 1303 -TFA /PIPING TANK FARM AREA |  |  | T08-PP03 |  |  |  | API 5L,GR B |  |  | -
254 | UPDATE-1 | REGION 5 | TBBM MALANG | C | 1303-T09-PPI1/00 | 1303-T09-PP01/00 | 1303-T09-PP01/00 | 1303-T09-PP01/00 | OK | T09-PP01 | PCE | V |  | 01 | PCE | PIPING INLET TANK T-09 | SF_PIPA | GROES: 6IN,SCH40; IWERK: 1303; INGRP: 049; GEWRK: 1303-LJP; WERGW: 1303; RBNR: 4001; SWERK: 1303; STORT: F303-PPP; BEBER: F01; ABCKZ: V; BUKRS: 2222; KOSTL: 2222I55221; PROID: D43/XX/B6-1303/RT1/PPP; TPLNR: 1303 -TFA /PIPING TANK FARM AREA |  |  | T09-PP01 |  |  |  | API 5L,GR B |  |  | -
255 | UPDATE-1 | REGION 5 | TBBM MALANG | C | 1303-T09-PPO2/00 | 1303-T09-PP02/00 | 1303-T09-PP02/00 | 1303-T09-PP02/00 | OK | T09-PP02 | PCE | V |  | 01 | PCE | PIPING OUTLET TANK T-09 | SF_PIPA | GROES: 6IN,SCH40; IWERK: 1303; INGRP: 049; GEWRK: 1303-LJP; WERGW: 1303; RBNR: 4001; SWERK: 1303; STORT: F303-PPP; BEBER: F01; ABCKZ: V; BUKRS: 2222; KOSTL: 2222I55221; PROID: D43/XX/B6-1303/RT1/PPP; TPLNR: 1303 -TFA /PIPING TANK FARM AREA |  |  | T09-PP02 |  |  |  | API 5L,GR B |  |  | -
256 | UPDATE-1 | REGION 5 | TBBM MALANG | C | 1303-T09-PPD3/00 | 1303-T09-PP03/00 | 1303-T09-PP03/00 | 1303-T09-PP03/00 | OK | T09-PP03 |  | V |  | 01 |  | PIPING CLOSED DRAIN TANK T-09 | SF_PIPA | GROES: 4IN,SCH40; IWERK: 1303; INGRP: 049; GEWRK: 1303-LJP; WERGW: 1303; RBNR: 4001; SWERK: 1303; STORT: F303-PPP; BEBER: F01; ABCKZ: T; BUKRS: 2222; KOSTL: 2222I55221; PROID: D43/XX/B6-1303/RT1/PPP; TPLNR: 1303 -TFA /PIPING TANK FARM AREA |  |  | T09-PP03 |  |  |  | API 5L,GR B |  |  | -
257 | UPDATE-1 | REGION 5 | TBBM MALANG | C | 1303-T10-PPI1/00 | 1303-T10-PP01/00 | 1303-T10-PP01/00 | 1303-T10-PP01/00 | OK | T10-PP01 | PCE | V |  | 01 | PCE | PIPING INLET TANK T-10 | SF_PIPA | GROES: 6IN,SCH40; IWERK: 1303; INGRP: 049; GEWRK: 1303-LJP; WERGW: 1303; RBNR: 4001; SWERK: 1303; STORT: F303-PPP; BEBER: F01; ABCKZ: V; BUKRS: 2222; KOSTL: 2222I55221; PROID: D43/XX/B6-1303/RT1/PPP; TPLNR: 1303 -TFA /PIPING TANK FARM AREA |  |  | T10-PP01 |  |  |  | API 5L,GR B |  |  | -
258 | UPDATE-1 | REGION 5 | TBBM MALANG | C | 1303-T10-PPO2/00 | 1303-T10-PP02/00 | 1303-T10-PP02/00 | 1303-T10-PP02/00 | OK | T10-PP02 | PCE | V |  | 01 | PCE | PIPING OUTLET TANK T-10 | SF_PIPA | GROES: 6IN,SCH40; IWERK: 1303; INGRP: 049; GEWRK: 1303-LJP; WERGW: 1303; RBNR: 4001; SWERK: 1303; STORT: F303-PPP; BEBER: F01; ABCKZ: V; BUKRS: 2222; KOSTL: 2222I55221; PROID: D43/XX/B6-1303/RT1/PPP; TPLNR: 1303 -TFA /PIPING TANK FARM AREA |  |  | T10-PP02 |  |  |  | API 5L,GR B |  |  | -
259 | UPDATE-1 | REGION 5 | TBBM MALANG | C | 1303-T10-PPD3/00 | 1303-T10-PP03/00 | 1303-T10-PP03/00 | 1303-T10-PP03/00 | OK | T10-PP03 |  | V |  | 01 |  | PIPING CLOSED DRAIN NO.1 TANK T-10 | SF_PIPA | GROES: 3IN,SCH40; IWERK: 1303; INGRP: 049; GEWRK: 1303-LJP; WERGW: 1303; RBNR: 4001; SWERK: 1303; STORT: F303-PPP; BEBER: F01; ABCKZ: T; BUKRS: 2222; KOSTL: 2222I55221; PROID: D43/XX/B6-1303/RT1/PPP; TPLNR: 1303 -TFA /PIPING TANK FARM AREA |  |  | T10-PP03 |  |  |  | API 5L,GR B |  |  | -
260 | UPDATE-1 | REGION 5 | TBBM MALANG | C | NEW | 1303-T10-PP04/00 | 1303-T10-PP04/00 | 1303-T10-PP04/00 | OK | T10-PP04 |  | V |  | 01 |  | PIPING CLOSED DRAIN NO.2 TANK T-10 | SF_PIPA | GROES: 2IN,SCH40; IWERK: 1303; INGRP: 049; GEWRK: 1303-LJP; WERGW: 1303; RBNR: 4001; SWERK: 1303; STORT: F303-PPP; BEBER: F01; ABCKZ: T; BUKRS: 2222; KOSTL: 2222I55221; PROID: D43/XX/B6-1303/RT1/PPP; TPLNR: 1303 -TFA /PIPING TANK FARM AREA |  |  | T10-PP04 |  |  |  | API 5L,GR B |  |  | -
261 | UPDATE-1 | REGION 5 | TBBM MALANG | C | NEW | 1303-T10-PP05/00 | 1303-T10-PP05/00 | 1303-T10-PP05/00 | OK | T10-PP05 |  | V |  | 01 |  | PIPING CLOSED DRAIN NO.3 TANK T-10 | SF_PIPA | GROES: 2IN,SCH40; IWERK: 1303; INGRP: 049; GEWRK: 1303-LJP; WERGW: 1303; RBNR: 4001; SWERK: 1303; STORT: F303-PPP; BEBER: F01; ABCKZ: T; BUKRS: 2222; KOSTL: 2222I55221; PROID: D43/XX/B6-1303/RT1/PPP; TPLNR: 1303 -TFA /PIPING TANK FARM AREA |  |  | T10-PP05 |  |  |  | API 5L,GR B |  |  | -
262 | UPDATE-1 | REGION 5 | TBBM MALANG | C | 1303-TF-PP-R01/00 | 1303-TFA-PP01/00 | 1303-TFA-PP01/00 | 1303-TFA-PP01/00 | OK | TFA-PP01 | PCE | V |  | 01 | PCE | PIPING RECEIVING FUEL PRODUK 1 | SF_PIPA | GROES: 6IN,SCH40; IWERK: 1303; INGRP: 049; GEWRK: 1303-LJP; WERGW: 1303; RBNR: 4001; SWERK: 1303; STORT: F303-PPP; BEBER: F01; ABCKZ: V; BUKRS: 2222; KOSTL: 2222I55221; PROID: D43/XX/B6-1303/RT1/PPP; TPLNR: 1303 -TFA /PIPING TANK FARM AREA |  |  | TFA-PP01 |  |  |  | API 5L,GR B |  |  | -
263 | UPDATE-1 | REGION 5 | TBBM MALANG | C | 1303-TF-PP-R02/00 | 1303-TFA-PP02/00 | 1303-TFA-PP02/00 | 1303-TFA-PP02/00 | OK | TFA-PP02 | PCE | V |  | 01 | PCE | PIPING RECEIVING FUEL PRODUK 2 | SF_PIPA | GROES: 6IN,SCH40; IWERK: 1303; INGRP: 049; GEWRK: 1303-LJP; WERGW: 1303; RBNR: 4001; SWERK: 1303; STORT: F303-PPP; BEBER: F01; ABCKZ: V; BUKRS: 2222; KOSTL: 2222I55221; PROID: D43/XX/B6-1303/RT1/PPP; TPLNR: 1303 -TFA /PIPING TANK FARM AREA |  |  | TFA-PP02 |  |  |  | API 5L,GR B |  |  | -
264 | UPDATE-1 | REGION 5 | TBBM MALANG | C | 1303-TF-PP-R03/00 | 1303-TFA-PP03/00 | 1303-TFA-PP03/00 | 1303-TFA-PP03/00 | OK | TFA-PP03 | PCE | V |  | 01 | PCE | PIPING RECEIVING FUEL PRODUK 3 | SF_PIPA | GROES: 6IN,SCH40; IWERK: 1303; INGRP: 049; GEWRK: 1303-LJP; WERGW: 1303; RBNR: 4001; SWERK: 1303; STORT: F303-PPP; BEBER: F01; ABCKZ: V; BUKRS: 2222; KOSTL: 2222I55221; PROID: D43/XX/B6-1303/RT1/PPP; TPLNR: 1303 -TFA /PIPING TANK FARM AREA |  |  | TFA-PP03 |  |  |  | API 5L,GR B |  |  | -
265 | UPDATE-1 | REGION 5 | TBBM MALANG | C | 1303-TF-PP-R04/00 | 1303-TFA-PP04/00 | 1303-TFA-PP04/00 | 1303-TFA-PP04/00 | OK | TFA-PP04 | PCE | V |  | 01 | PCE | PIPING RECEIVING FUEL PRODUK 4 | SF_PIPA | GROES: 6IN,SCH40; IWERK: 1303; INGRP: 049; GEWRK: 1303-LJP; WERGW: 1303; RBNR: 4001; SWERK: 1303; STORT: F303-PPP; BEBER: F01; ABCKZ: V; BUKRS: 2222; KOSTL: 2222I55221; PROID: D43/XX/B6-1303/RT1/PPP; TPLNR: 1303 -TFA /PIPING TANK FARM AREA |  |  | TFA-PP04 |  |  |  | API 5L,GR B |  |  | -
266 | UPDATE-1 | REGION 5 | TBBM MALANG | U | 1303-TF-PP-D01/00 | 1303-TFA-PP05/00 | 1303-TFA-PP05/00 | 1303-TFA-PP05/00 | GANTI SIZE 10IN | TFA-PP05 | PCE | V |  | 01 | PCE | PIPING DISTRIBUTION FUEL PRODUK 1 | SF_PIPA | GROES: 10IN,SCH40; IWERK: 1303; INGRP: 049; GEWRK: 1303-LJP; WERGW: 1303; RBNR: 4001; SWERK: 1303; STORT: F303-PPP; BEBER: F01; ABCKZ: V; BUKRS: 2222; KOSTL: 2222I55221; PROID: D43/XX/B6-1303/RT1/PPP; TPLNR: 1303 -TFA /PIPING TANK FARM AREA |  |  | TFA-PP05 |  |  |  | API 5L,GR B |  |  | -
267 | UPDATE-1 | REGION 5 | TBBM MALANG | C | 1303-TF-PP-D02/00 | 1303-TFA-PP06/00 | 1303-TFA-PP06/00 | 1303-TFA-PP06/00 | OK | TFA-PP06 | PCE | V |  | 01 | PCE | PIPING DISTRIBUTION FUEL PRODUK 2 | SF_PIPA | GROES: 6IN,SCH40; IWERK: 1303; INGRP: 049; GEWRK: 1303-LJP; WERGW: 1303; RBNR: 4001; SWERK: 1303; STORT: F303-PPP; BEBER: F01; ABCKZ: V; BUKRS: 2222; KOSTL: 2222I55221; PROID: D43/XX/B6-1303/RT1/PPP; TPLNR: 1303 -TFA /PIPING TANK FARM AREA |  |  | TFA-PP06 |  |  |  | API 5L,GR B |  |  | -
268 | UPDATE-1 | REGION 5 | TBBM MALANG | C | 1303-TF-PP-D03/00 | 1303-TFA-PP07/00 | 1303-TFA-PP07/00 | 1303-TFA-PP07/00 | OK | TFA-PP07 | PCE | V |  | 01 | PCE | PIPING DISTRIBUTION FUEL PRODUK 3 | SF_PIPA | GROES: 6IN,SCH40; IWERK: 1303; INGRP: 049; GEWRK: 1303-LJP; WERGW: 1303; RBNR: 4001; SWERK: 1303; STORT: F303-PPP; BEBER: F01; ABCKZ: V; BUKRS: 2222; KOSTL: 2222I55221; PROID: D43/XX/B6-1303/RT1/PPP; TPLNR: 1303 -TFA /PIPING TANK FARM AREA |  |  | TFA-PP07 |  |  |  | API 5L,GR B |  |  | -
269 | UPDATE-1 | REGION 5 | TBBM MALANG | C | 1303-TF-PP-D04/00 | 1303-TFA-PP08/00 | 1303-TFA-PP08/00 | 1303-TFA-PP08/00 | OK | TFA-PP08 | PCE | V |  | 01 | PCE | PIPING DISTRIBUTION FUEL PRODUK 4 | SF_PIPA | GROES: 6IN,SCH40; IWERK: 1303; INGRP: 049; GEWRK: 1303-LJP; WERGW: 1303; RBNR: 4001; SWERK: 1303; STORT: F303-PPP; BEBER: F01; ABCKZ: V; BUKRS: 2222; KOSTL: 2222I55221; PROID: D43/XX/B6-1303/RT1/PPP; TPLNR: 1303 -TFA /PIPING TANK FARM AREA |  |  | TFA-PP08 |  |  |  | API 5L,GR B |  |  | -
270 | UPDATE-1 | REGION 5 | TBBM MALANG | D to C | 1303-T01-PFW01/00 | 1303-T01-PP04/00 | 1303-T01-PF01/00 | 1303-T01-PF01/00 | GANTI TAG NO | T01-PF01 | SECE | V |  | 01 | SECE | PIPING FIRE WATER TO TANK T-01 | SF_PIPA_PEMADAM | GROES: 4IN-SCH40; IWERK: 1303; INGRP: 049; GEWRK: 1303-LJP; WERGW: 1303; RBNR: 4001; SWERK: 1303; STORT: F303-PPP; BEBER: F01; ABCKZ: V; BUKRS: 2222; KOSTL: 2222I55221; PROID: D43/XX/B6-1303/RT1/PPP; TPLNR: 1303 -TFA /PIPE FIRE WTR TO TANK |  |  | T01-PF01 |  |  |  | API 5L,GR B |  |  | - | [20 empty] | REVISI
271 | UPDATE-1 | REGION 5 | TBBM MALANG | D to C | 1303-T02-PFW01/00 | 1303-T02-PP04/00 | 1303-T02-PF01/00 | 1303-T02-PF01/00 | GANTI TAG NO | T02-PF01 | SECE | V |  | 01 | SECE | PIPING FIRE WATER TO TANK T-02 | SF_PIPA_PEMADAM | GROES: 4IN-SCH40; IWERK: 1303; INGRP: 049; GEWRK: 1303-LJP; WERGW: 1303; RBNR: 4001; SWERK: 1303; STORT: F303-PPP; BEBER: F01; ABCKZ: V; BUKRS: 2222; KOSTL: 2222I55221; PROID: D43/XX/B6-1303/RT1/PPP; TPLNR: 1303 -TFA /PIPE FIRE WTR TO TANK |  |  | T02-PF01 |  |  |  | API 5L,GR B |  |  | - | [20 empty] | REVISI
272 | UPDATE-1 | REGION 5 | TBBM MALANG | D to C | 1303-T03-PFW01/00 | 1303-T03-PP04/00 | 1303-T03-PF01/00 | 1303-T03-PF01/00 | GANTI TAG NO | T03-PF01 | SECE | V |  | 01 | SECE | PIPING FIRE WATER TO TANK T-03 | SF_PIPA_PEMADAM | GROES: 4IN-SCH40; IWERK: 1303; INGRP: 049; GEWRK: 1303-LJP; WERGW: 1303; RBNR: 4001; SWERK: 1303; STORT: F303-PPP; BEBER: F01; ABCKZ: V; BUKRS: 2222; KOSTL: 2222I55221; PROID: D43/XX/B6-1303/RT1/PPP; TPLNR: 1303 -TFA /PIPE FIRE WTR TO TANK |  |  | T03-PF01 |  |  |  | API 5L,GR B |  |  | - | [20 empty] | REVISI
273 | UPDATE-1 | REGION 5 | TBBM MALANG | D to C | 1303-T04-PFW01/00 | 1303-T04-PP04/00 | 1303-T04-PF01/00 | 1303-T04-PF01/00 | GANTI TAG NO | T04-PF01 | SECE | V |  | 01 | SECE | PIPING FIRE WATER TO TANK T-04 | SF_PIPA_PEMADAM | GROES: 4IN-SCH40; IWERK: 1303; INGRP: 049; GEWRK: 1303-LJP; WERGW: 1303; RBNR: 4001; SWERK: 1303; STORT: F303-PPP; BEBER: F01; ABCKZ: V; BUKRS: 2222; KOSTL: 2222I55221; PROID: D43/XX/B6-1303/RT1/PPP; TPLNR: 1303 -TFA /PIPE FIRE WTR TO TANK |  |  | T04-PF01 |  |  |  | API 5L,GR B |  |  | - | [20 empty] | REVISI
274 | UPDATE-1 | REGION 5 | TBBM MALANG | D to C | 1303-T05-PFW01/00 | 1303-T05-PP04/00 | 1303-T05-PF01/00 | 1303-T05-PF01/00 | GANTI TAG NO | T05-PF01 | SECE | V |  | 01 | SECE | PIPING FIRE WATER TO TANK T-05 | SF_PIPA_PEMADAM | GROES: 4IN-SCH40; IWERK: 1303; INGRP: 049; GEWRK: 1303-LJP; WERGW: 1303; RBNR: 4001; SWERK: 1303; STORT: F303-PPP; BEBER: F01; ABCKZ: V; BUKRS: 2222; KOSTL: 2222I55221; PROID: D43/XX/B6-1303/RT1/PPP; TPLNR: 1303 -TFA /PIPE FIRE WTR TO TANK |  |  | T05-PF01 |  |  |  | API 5L,GR B |  |  | - | [20 empty] | REVISI
275 | UPDATE-1 | REGION 5 | TBBM MALANG | D to C | 1303-T06-PFW01/00 | 1303-T06-PP04/00 | 1303-T06-PF01/00 | 1303-T06-PF01/00 | GANTI TAG NO | T06-PF01 | SECE | V |  | 01 | SECE | PIPING FIRE WATER TO TANK T-06 | SF_PIPA_PEMADAM | GROES: 4IN-SCH40; IWERK: 1303; INGRP: 049; GEWRK: 1303-LJP; WERGW: 1303; RBNR: 4001; SWERK: 1303; STORT: F303-PPP; BEBER: F01; ABCKZ: V; BUKRS: 2222; KOSTL: 2222I55221; PROID: D43/XX/B6-1303/RT1/PPP; TPLNR: 1303 -TFA /PIPE FIRE WTR TO TANK |  |  | T06-PF01 |  |  |  | API 5L,GR B |  |  | - | [20 empty] | REVISI
276 | UPDATE-1 | REGION 5 | TBBM MALANG | D to C | 1303-T07-PFW01/00 | 1303-T07-PP04/00 | 1303-T07-PF01/00 | 1303-T07-PF01/00 | GANTI TAG NO | T07-PF01 | SECE | V |  | 01 | SECE | PIPING FIRE WATER TO TANK T-07 | SF_PIPA_PEMADAM | GROES: 4IN-SCH40; IWERK: 1303; INGRP: 049; GEWRK: 1303-LJP; WERGW: 1303; RBNR: 4001; SWERK: 1303; STORT: F303-PPP; BEBER: F01; ABCKZ: V; BUKRS: 2222; KOSTL: 2222I55221; PROID: D43/XX/B6-1303/RT1/PPP; TPLNR: 1303 -TFA /PIPE FIRE WTR TO TANK |  |  | T07-PF01 |  |  |  | API 5L,GR B |  |  | - | [20 empty] | REVISI
277 | UPDATE-1 | REGION 5 | TBBM MALANG | D to C | 1303-T08-PFW01/00 | 1303-T08-PP04/00 | 1303-T08-PF01/00 | 1303-T08-PF01/00 | GANTI TAG NO | T08-PF01 | SECE | V |  | 01 | SECE | PIPING FIRE WATER TO TANK T-08 | SF_PIPA_PEMADAM | GROES: 4IN-SCH40; IWERK: 1303; INGRP: 049; GEWRK: 1303-LJP; WERGW: 1303; RBNR: 4001; SWERK: 1303; STORT: F303-PPP; BEBER: F01; ABCKZ: V; BUKRS: 2222; KOSTL: 2222I55221; PROID: D43/XX/B6-1303/RT1/PPP; TPLNR: 1303 -TFA /PIPE FIRE WTR TO TANK |  |  | T08-PF01 |  |  |  | API 5L,GR B |  |  | - | [20 empty] | REVISI
278 | UPDATE-1 | REGION 5 | TBBM MALANG | D to C | 1303-T09-PFW01/00 | 1303-T09-PP04/00 | 1303-T09-PF01/00 | 1303-T09-PF01/00 | GANTI TAG NO | T09-PF01 | SECE | V |  | 01 | SECE | PIPING FIRE WATER TO TANK T-09 | SF_PIPA_PEMADAM | GROES: 4IN-SCH40; IWERK: 1303; INGRP: 049; GEWRK: 1303-LJP; WERGW: 1303; RBNR: 4001; SWERK: 1303; STORT: F303-PPP; BEBER: F01; ABCKZ: V; BUKRS: 2222; KOSTL: 2222I55221; PROID: D43/XX/B6-1303/RT1/PPP; TPLNR: 1303 -TFA /PIPE FIRE WTR TO TANK |  |  | T09-PF01 |  |  |  | API 5L,GR B |  |  | - | [20 empty] | REVISI
279 | UPDATE-1 | REGION 5 | TBBM MALANG | D to C | 1303-T10-PFW01/00 | 1303-T10-PP06/00 | 1303-T10-PF01/00 | 1303-T10-PF01/00 | GANTI TAG NO | T10-PF01 | SECE | V |  | 01 | SECE | PIPING FIRE WATER TO TANK T-10 | SF_PIPA_PEMADAM | GROES: 4IN-SCH40; IWERK: 1303; INGRP: 049; GEWRK: 1303-LJP; WERGW: 1303; RBNR: 4001; SWERK: 1303; STORT: F303-PPP; BEBER: F01; ABCKZ: V; BUKRS: 2222; KOSTL: 2222I55221; PROID: D43/XX/B6-1303/RT1/PPP; TPLNR: 1303 -TFA /PIPE FIRE WTR TO TANK |  |  | T10-PF01 |  |  |  | API 5L,GR B |  |  | - | [20 empty] | REVISI
280 | UPDATE-1 | REGION 5 | TBBM MALANG | U | 1303-T01-PFW-GV/00 | 1303-T01-GV06/00 | 1303-T01-GV06/00 | 1303-T01-GV06/00 | GANTI SIZE 3IN | T01-GV06 |  | N |  | 01 |  | GATE VALVE FIRE WATER TO TANK T-01 | SF_VALVE | GROES: 3IN-150PSI; IWERK: 1303; INGRP: 049; GEWRK: 1303-LJP; WERGW: 1303; RBNR: 7304; SWERK: 1303; STORT: F303-PPP; BEBER: F01; ABCKZ: V; BUKRS: 2222; KOSTL: 2222I55221; PROID: D43/XX/B6-1303/RT1/PPP; TPLNR: 1303 -TFA /PIPE FIRE WTR TO TANK |  |  | T01-GV06 |  |  | CRANE | GATE,ASTM A216 WCB |  |  | US
281 | UPDATE-1 | REGION 5 | TBBM MALANG | U | 1303-T02-PFW-GV/00 | 1303-T02-GV06/00 | 1303-T02-GV06/00 | 1303-T02-GV06/00 | GANTI SIZE 3IN | T02-GV06 |  | N |  | 01 |  | GATE VALVE FIRE WATER TO TANK T-02 | SF_VALVE | GROES: 3IN-150PSI; IWERK: 1303; INGRP: 049; GEWRK: 1303-LJP; WERGW: 1303; RBNR: 7304; SWERK: 1303; STORT: F303-PPP; BEBER: F01; ABCKZ: V; BUKRS: 2222; KOSTL: 2222I55221; PROID: D43/XX/B6-1303/RT1/PPP; TPLNR: 1303 -TFA /PIPE FIRE WTR TO TANK |  |  | T02-GV06 |  |  | CRANE | GATE,ASTM A216 WCB |  |  | US
282 | UPDATE-1 | REGION 5 | TBBM MALANG | U | 1303-T03-PFW-GV/00 | 1303-T03-GV06/00 | 1303-T03-GV06/00 | 1303-T03-GV06/00 | GANTI SIZE 3IN | T03-GV06 |  | N |  | 01 |  | GATE VALVE FIRE WATER TO TANK T-03 | SF_VALVE | GROES: 3IN-150PSI; IWERK: 1303; INGRP: 049; GEWRK: 1303-LJP; WERGW: 1303; RBNR: 7304; SWERK: 1303; STORT: F303-PPP; BEBER: F01; ABCKZ: V; BUKRS: 2222; KOSTL: 2222I55221; PROID: D43/XX/B6-1303/RT1/PPP; TPLNR: 1303 -TFA /PIPE FIRE WTR TO TANK |  |  | T03-GV06 |  |  | CRANE | GATE,ASTM A216 WCB |  |  | US
283 | UPDATE-1 | REGION 5 | TBBM MALANG | U | 1303-T04-PFW-GV/00 | 1303-T04-GV06/00 | 1303-T04-GV06/00 | 1303-T04-GV06/00 | GANTI SIZE 3IN | T04-GV06 |  | N |  | 01 |  | GATE VALVE FIRE WATER TO TANK T-04 | SF_VALVE | GROES: 3IN-150PSI; IWERK: 1303; INGRP: 049; GEWRK: 1303-LJP; WERGW: 1303; RBNR: 7304; SWERK: 1303; STORT: F303-PPP; BEBER: F01; ABCKZ: V; BUKRS: 2222; KOSTL: 2222I55221; PROID: D43/XX/B6-1303/RT1/PPP; TPLNR: 1303 -TFA /PIPE FIRE WTR TO TANK |  |  | T04-GV06 |  |  | CRANE | GATE,ASTM A216 WCB |  |  | US
284 | UPDATE-1 | REGION 5 | TBBM MALANG | U | 1303-T05-PFW-GV/00 | 1303-T05-GV06/00 | 1303-T05-GV06/00 | 1303-T05-GV06/00 | GANTI SIZE 3IN | T05-GV06 |  | N |  | 01 |  | GATE VALVE FIRE WATER TO TANK T-05 | SF_VALVE | GROES: 3IN-150PSI; IWERK: 1303; INGRP: 049; GEWRK: 1303-LJP; WERGW: 1303; RBNR: 7304; SWERK: 1303; STORT: F303-PPP; BEBER: F01; ABCKZ: V; BUKRS: 2222; KOSTL: 2222I55221; PROID: D43/XX/B6-1303/RT1/PPP; TPLNR: 1303 -TFA /PIPE FIRE WTR TO TANK |  |  | T05-GV06 |  |  | CRANE | GATE,ASTM A216 WCB |  |  | US
285 | UPDATE-1 | REGION 5 | TBBM MALANG | U | 1303-T06-PFW-GV/00 | 1303-T06-GV06/00 | 1303-T06-GV06/00 | 1303-T06-GV06/00 | GANTI SIZE 3IN | T06-GV06 |  | N |  | 01 |  | GATE VALVE FIRE WATER TO TANK T-06 | SF_VALVE | GROES: 3IN-150PSI; IWERK: 1303; INGRP: 049; GEWRK: 1303-LJP; WERGW: 1303; RBNR: 7304; SWERK: 1303; STORT: F303-PPP; BEBER: F01; ABCKZ: V; BUKRS: 2222; KOSTL: 2222I55221; PROID: D43/XX/B6-1303/RT1/PPP; TPLNR: 1303 -TFA /PIPE FIRE WTR TO TANK |  |  | T06-GV06 |  |  | CRANE | GATE,ASTM A216 WCB |  |  | US
286 | UPDATE-1 | REGION 5 | TBBM MALANG | U | 1303-T07-PFW-GV/00 | 1303-T07-GV06/00 | 1303-T07-GV06/00 | 1303-T07-GV06/00 | GANTI SIZE 3IN | T07-GV06 |  | N |  | 01 |  | GATE VALVE FIRE WATER TO TANK T-07 | SF_VALVE | GROES: 3IN-150PSI; IWERK: 1303; INGRP: 049; GEWRK: 1303-LJP; WERGW: 1303; RBNR: 7304; SWERK: 1303; STORT: F303-PPP; BEBER: F01; ABCKZ: V; BUKRS: 2222; KOSTL: 2222I55221; PROID: D43/XX/B6-1303/RT1/PPP; TPLNR: 1303 -TFA /PIPE FIRE WTR TO TANK |  |  | T07-GV06 |  |  | KITZ | GATE,ASTM A216 WCB |  |  | JP
287 | UPDATE-1 | REGION 5 | TBBM MALANG | U | 1303-T08-PFW-GV/00 | 1303-T08-GV06/00 | 1303-T08-GV06/00 | 1303-T08-GV06/00 | GANTI SIZE 3IN | T08-GV06 |  | N |  | 01 |  | GATE VALVE FIRE WATER TO TANK T-08 | SF_VALVE | GROES: 3IN-150PSI; IWERK: 1303; INGRP: 049; GEWRK: 1303-LJP; WERGW: 1303; RBNR: 7304; SWERK: 1303; STORT: F303-PPP; BEBER: F01; ABCKZ: V; BUKRS: 2222; KOSTL: 2222I55221; PROID: D43/XX/B6-1303/RT1/PPP; TPLNR: 1303 -TFA /PIPE FIRE WTR TO TANK |  |  | T08-GV06 |  |  | CRANE | GATE,ASTM A216 WCB |  |  | US
288 | UPDATE-1 | REGION 5 | TBBM MALANG | U | 1303-T09-PFW-GV/00 | 1303-T09-GV06/00 | 1303-T09-GV06/00 | 1303-T09-GV06/00 | GANTI SIZE 3IN | T09-GV06 |  | N |  | 01 |  | GATE VALVE FIRE WATER TO TANK T-09 | SF_VALVE | GROES: 3IN-150PSI; IWERK: 1303; INGRP: 049; GEWRK: 1303-LJP; WERGW: 1303; RBNR: 7304; SWERK: 1303; STORT: F303-PPP; BEBER: F01; ABCKZ: V; BUKRS: 2222; KOSTL: 2222I55221; PROID: D43/XX/B6-1303/RT1/PPP; TPLNR: 1303 -TFA /PIPE FIRE WTR TO TANK |  |  | T09-GV06 |  |  | KITZ | GATE,ASTM A216 WCB |  |  | JP
289 | UPDATE-1 | REGION 5 | TBBM MALANG | U | 1303-T10-PFW-GV/00 | 1303-T10-GV08/00 | 1303-T10-GV08/00 | 1303-T10-GV08/00 | GANTI SIZE 3IN | T10-GV08 |  | N |  | 01 |  | GATE VALVE FIRE WATER TO TANK T-10 | SF_VALVE | GROES: 3IN-150PSI; IWERK: 1303; INGRP: 049; GEWRK: 1303-LJP; WERGW: 1303; RBNR: 7304; SWERK: 1303; STORT: F303-PPP; BEBER: F01; ABCKZ: V; BUKRS: 2222; KOSTL: 2222I55221; PROID: D43/XX/B6-1303/RT1/PPP; TPLNR: 1303 -TFA /PIPE FIRE WTR TO TANK |  |  | T10-GV08 |  |  | CRANE | GATE,ASTM A216 WCB |  |  | US
290 | UPDATE-1 | REGION 5 | TBBM MALANG | C | 1303-TF-FWL01/00 | 1303-RF5-FW01/00 | 1303-RF5-FW01/00 | 1303-RF5-FW01/00 | OK | RF5-FW01 | SECE | F |  | 01 | SECE | FIRE WATER,FIRE WALL | SF_OTHERS | GROES: 161METER; IWERK: 1303; INGRP: 049; GEWRK: 1303-LJP; WERGW: 1303; RBNR: 5399; SWERK: 1303; STORT: F303-PPP; BEBER: F01; ABCKZ: V; BUKRS: 2222; KOSTL: 2222I55221; PROID: D43/XX/B6-1303/RT1/PPP; TPLNR: 1303 -RF5 /FIRE WATER WALL |  |  | RF5-FW01 |  |  |  | TEMBOK |  |  | -
291 | UPDATE-1 | REGION 5 | TBBM MALANG | D to C | 1303-TF-FWM01/00 | 1303-TFA-FFM01/00 | 1303-TFA-FFM01/00 | 1303-HYS-FFM01/00 | GANTI TAG NO | HYS-FFM01 | SECE | F |  | 01 | SECE | FIX FIRE MONITOR FIRE WATER,TF NO.1 | SF_FIRE_MONITOR | GROES: 1892L/MIN; IWERK: 1303; INGRP: 049; GEWRK: 1303-LJP; WERGW: 1303; RBNR: 5399; SWERK: 1303; STORT: F303-LK3; BEBER: F02; ABCKZ: V; BUKRS: 2222; KOSTL: 2222I55221; PROID: D43/XX/B6-1303/RT1/LK3; TPLNR: 1303 -HYS /FIX FIRE MONITOR |  |  | HYS-FFM01 |  |  |  | COPPERHEAD |  |  | -
292 | UPDATE-1 | REGION 5 | TBBM MALANG | D to C | 1303-TF-FWM02/00 | 1303-TFA-FFM02/00 | 1303-TFA-FFM02/00 | 1303-HYS-FFM02/00 | GANTI TAG NO | HYS-FFM02 | SECE | F |  | 01 | SECE | FIX FIRE MONITOR FIRE WATER,TF NO.2 | SF_FIRE_MONITOR | GROES: 1892L/MIN; IWERK: 1303; INGRP: 049; GEWRK: 1303-LJP; WERGW: 1303; RBNR: 5399; SWERK: 1303; STORT: F303-LK3; BEBER: F02; ABCKZ: V; BUKRS: 2222; KOSTL: 2222I55221; PROID: D43/XX/B6-1303/RT1/LK3; TPLNR: 1303 -HYS /FIX FIRE MONITOR |  |  | HYS-FFM02 |  |  |  | COPPERHEAD |  |  | -
293 | UPDATE-1 | REGION 5 | TBBM MALANG | D to C | 1303-TF-FWM03/00 | 1303-TFA-FFM03/00 | 1303-TFA-FFM03/00 | 1303-HYS-FFM03/00 | GANTI TAG NO | HYS-FFM03 | SECE | F |  | 01 | SECE | FIX FIRE MONITOR FIRE WATER,TF NO.3 | SF_FIRE_MONITOR | GROES: 1892L/MIN; IWERK: 1303; INGRP: 049; GEWRK: 1303-LJP; WERGW: 1303; RBNR: 5399; SWERK: 1303; STORT: F303-LK3; BEBER: F02; ABCKZ: V; BUKRS: 2222; KOSTL: 2222I55221; PROID: D43/XX/B6-1303/RT1/LK3; TPLNR: 1303 -HYS /FIX FIRE MONITOR |  |  | HYS-FFM03 |  |  |  | COPPERHEAD |  |  | -
294 | UPDATE-1 | REGION 5 | TBBM MALANG | D to C | 1303-TF-FWM04/00 | 1303-TFA-FFM04/00 | 1303-TFA-FFM04/00 | 1303-HYS-FFM04/00 | GANTI TAG NO | HYS-FFM04 | SECE | F |  | 01 | SECE | FIX FIRE MONITOR FIRE WATER,TF NO.4 | SF_FIRE_MONITOR | GROES: 1892L/MIN; IWERK: 1303; INGRP: 049; GEWRK: 1303-LJP; WERGW: 1303; RBNR: 5399; SWERK: 1303; STORT: F303-LK3; BEBER: F02; ABCKZ: V; BUKRS: 2222; KOSTL: 2222I55221; PROID: D43/XX/B6-1303/RT1/LK3; TPLNR: 1303 -HYS /FIX FIRE MONITOR |  |  | HYS-FFM04 |  |  |  | COPPERHEAD |  |  | -
295 | UPDATE-1 | REGION 5 | TBBM MALANG | D to C | NEW | 1303-TFA-FFM05/00 | 1303-TFA-FFM05/00 | 1303-HYS-FFM05/00 | GANTI TAG NO | HYS-FFM05 | SECE | F |  | 01 | SECE | FIX FIRE MONITOR FIRE WATER,TF NO.5 | SF_FIRE_MONITOR | GROES: 1892L/MIN; IWERK: 1303; INGRP: 049; GEWRK: 1303-LJP; WERGW: 1303; RBNR: 5399; SWERK: 1303; STORT: F303-LK3; BEBER: F02; ABCKZ: V; BUKRS: 2222; KOSTL: 2222I55221; PROID: D43/XX/B6-1303/RT1/LK3; TPLNR: 1303 -HYS /FIX FIRE MONITOR |  |  | HYS-FFM05 |  |  |  | COPPERHEAD |  |  | -
296 | UPDATE-1 | REGION 5 | TBBM MALANG | D to C | 1303-T02-FO01/00 | 1303-T02-PP05/00 | 1303-T02-PF02/00 | 1303-T02-PF02/00 | GANTI TAG NO | T02-PF02 | SECE | V |  | 01 | SECE | PIPING FOAM SYSTEM TANK T-02 | SF_PIPA_PEMADAM | GROES: 4IN-SCH40; IWERK: 1303; INGRP: 049; GEWRK: 1303-LJP; WERGW: 1303; RBNR: 4001; SWERK: 1303; STORT: F303-PPP; BEBER: F01; ABCKZ: V; BUKRS: 2222; KOSTL: 2222I55221; PROID: D43/XX/B6-1303/RT1/PPP; TPLNR: 1303 -TFA /PIPE FOAM SYST TO TK |  |  | T02-PF02 |  |  |  | API 5L,GR B |  |  | - | [20 empty] | REVISI
297 | UPDATE-1 | REGION 5 | TBBM MALANG | D to C | 1303-T03-FO01/00 | 1303-T03-PP05/00 | 1303-T03-PF02/00 | 1303-T03-PF02/00 | GANTI TAG NO | T03-PF02 | SECE | V |  | 01 | SECE | PIPING FOAM SYSTEM TANK T-03 | SF_PIPA_PEMADAM | GROES: 4IN-SCH40; IWERK: 1303; INGRP: 049; GEWRK: 1303-LJP; WERGW: 1303; RBNR: 4001; SWERK: 1303; STORT: F303-PPP; BEBER: F01; ABCKZ: V; BUKRS: 2222; KOSTL: 2222I55221; PROID: D43/XX/B6-1303/RT1/PPP; TPLNR: 1303 -TFA /PIPE FOAM SYST TO TK |  |  | T03-PF02 |  |  |  | API 5L,GR B |  |  | - | [20 empty] | REVISI
298 | UPDATE-1 | REGION 5 | TBBM MALANG | D to C | 1303-T04-FO01/00 | 1303-T04-PP05/00 | 1303-T04-PF02/00 | 1303-T04-PF02/00 | GANTI TAG NO | T04-PF02 | SECE | V |  | 01 | SECE | PIPING FOAM SYSTEM TANK T-04 | SF_PIPA_PEMADAM | GROES: 4IN-SCH40; IWERK: 1303; INGRP: 049; GEWRK: 1303-LJP; WERGW: 1303; RBNR: 4001; SWERK: 1303; STORT: F303-PPP; BEBER: F01; ABCKZ: V; BUKRS: 2222; KOSTL: 2222I55221; PROID: D43/XX/B6-1303/RT1/PPP; TPLNR: 1303 -TFA /PIPE FOAM SYST TO TK |  |  | T04-PF02 |  |  |  | API 5L,GR B |  |  | - | [20 empty] | REVISI
299 | UPDATE-1 | REGION 5 | TBBM MALANG | D to C | 1303-T05-FO01/00 | 1303-T05-PP05/00 | 1303-T05-PF02/00 | 1303-T05-PF02/00 | GANTI TAG NO | T05-PF02 | SECE | V |  | 01 | SECE | PIPING FOAM SYSTEM TANK T-05 | SF_PIPA_PEMADAM | GROES: 4IN-SCH40; IWERK: 1303; INGRP: 049; GEWRK: 1303-LJP; WERGW: 1303; RBNR: 4001; SWERK: 1303; STORT: F303-PPP; BEBER: F01; ABCKZ: V; BUKRS: 2222; KOSTL: 2222I55221; PROID: D43/XX/B6-1303/RT1/PPP; TPLNR: 1303 -TFA /PIPE FOAM SYST TO TK |  |  | T05-PF02 |  |  |  | API 5L,GR B |  |  | - | [20 empty] | REVISI
300 | UPDATE-1 | REGION 5 | TBBM MALANG | D to C | 1303-T06-FO01/00 | 1303-T06-PP05/00 | 1303-T06-PF02/00 | 1303-T06-PF02/00 | GANTI TAG NO | T06-PF02 | SECE | V |  | 01 | SECE | PIPING FOAM SYSTEM TANK T-06 | SF_PIPA_PEMADAM | GROES: 4IN-SCH40; IWERK: 1303; INGRP: 049; GEWRK: 1303-LJP; WERGW: 1303; RBNR: 4001; SWERK: 1303; STORT: F303-PPP; BEBER: F01; ABCKZ: V; BUKRS: 2222; KOSTL: 2222I55221; PROID: D43/XX/B6-1303/RT1/PPP; TPLNR: 1303 -TFA /PIPE FOAM SYST TO TK |  |  | T06-PF02 |  |  |  | API 5L,GR B |  |  | - | [20 empty] | REVISI
301 | UPDATE-1 | REGION 5 | TBBM MALANG | D to C | 1303-T07-FO01/00 | 1303-T07-PP05/00 | 1303-T07-PF02/00 | 1303-T07-PF02/00 | GANTI TAG NO | T07-PF02 | SECE | V |  | 01 | SECE | PIPING FOAM SYSTEM TANK T-07 | SF_PIPA_PEMADAM | GROES: 4IN-SCH40; IWERK: 1303; INGRP: 049; GEWRK: 1303-LJP; WERGW: 1303; RBNR: 4001; SWERK: 1303; STORT: F303-PPP; BEBER: F01; ABCKZ: V; BUKRS: 2222; KOSTL: 2222I55221; PROID: D43/XX/B6-1303/RT1/PPP; TPLNR: 1303 -TFA /PIPE FOAM SYST TO TK |  |  | T07-PF02 |  |  |  | API 5L,GR B |  |  | - | [20 empty] | REVISI
302 | UPDATE-1 | REGION 5 | TBBM MALANG | D to C | 1303-T08-FO01/00 | 1303-T08-PP05/00 | 1303-T08-PF02/00 | 1303-T08-PF02/00 | GANTI TAG NO | T08-PF02 | SECE | V |  | 01 | SECE | PIPING FOAM SYSTEM TANK T-08 | SF_PIPA_PEMADAM | GROES: 4IN-SCH40; IWERK: 1303; INGRP: 049; GEWRK: 1303-LJP; WERGW: 1303; RBNR: 4001; SWERK: 1303; STORT: F303-PPP; BEBER: F01; ABCKZ: V; BUKRS: 2222; KOSTL: 2222I55221; PROID: D43/XX/B6-1303/RT1/PPP; TPLNR: 1303 -TFA /PIPE FOAM SYST TO TK |  |  | T08-PF02 |  |  |  | API 5L,GR B |  |  | - | [20 empty] | REVISI
303 | UPDATE-1 | REGION 5 | TBBM MALANG | D to C | 1303-T09-FO01/00 | 1303-T09-PP05/00 | 1303-T09-PF02/00 | 1303-T09-PF02/00 | GANTI TAG NO | T09-PF02 | SECE | V |  | 01 | SECE | PIPING FOAM SYSTEM TANK T-09 | SF_PIPA_PEMADAM | GROES: 4IN-SCH40; IWERK: 1303; INGRP: 049; GEWRK: 1303-LJP; WERGW: 1303; RBNR: 4001; SWERK: 1303; STORT: F303-PPP; BEBER: F01; ABCKZ: V; BUKRS: 2222; KOSTL: 2222I55221; PROID: D43/XX/B6-1303/RT1/PPP; TPLNR: 1303 -TFA /PIPE FOAM SYST TO TK |  |  | T09-PF02 |  |  |  | API 5L,GR B |  |  | - | [20 empty] | REVISI
304 | UPDATE-1 | REGION 5 | TBBM MALANG | D to C | 1303-T10-FO01/00 | 1303-T10-PP07/00 | 1303-T10-PF02/00 | 1303-T10-PF02/00 | GANTI TAG NO | T10-PF02 | SECE | V |  | 01 | SECE | PIPING FOAM SYSTEM TANK T-10 | SF_PIPA_PEMADAM | GROES: 4IN-SCH40; IWERK: 1303; INGRP: 049; GEWRK: 1303-LJP; WERGW: 1303; RBNR: 4001; SWERK: 1303; STORT: F303-PPP; BEBER: F01; ABCKZ: V; BUKRS: 2222; KOSTL: 2222I55221; PROID: D43/XX/B6-1303/RT1/PPP; TPLNR: 1303 -TFA /PIPE FOAM SYST TO TK |  |  | T10-PF02 |  |  |  | API 5L,GR B |  |  | - | [20 empty] | REVISI
305 | UPDATE-1 | REGION 5 | TBBM MALANG | C | 1303-T02-FO-GV/00 | 1303-T02-BV01/00 | 1303-T02-BV01/00 | 1303-T02-BV01/00 | OK | T02-BV01 |  | N |  | 01 |  | BALL VALVE FOAM SYSTEM TO TANK T-02 | SF_VALVE | GROES: 4IN-150PSI; IWERK: 1303; INGRP: 049; GEWRK: 1303-LJP; WERGW: 1303; RBNR: 7304; SWERK: 1303; STORT: F303-LK3; BEBER: F02; ABCKZ: V; BUKRS: 2222; KOSTL: 2222I55221; PROID: D43/XX/B6-1303/RT1/LK3; TPLNR: 1303 -FOS /PIPE FOAM SYST TO TK |  |  | T02-BV01 |  |  | JC | BALL,ASTM A216 WCB |  |  | ES
306 | UPDATE-1 | REGION 5 | TBBM MALANG | C | 1303-T03-FO-GV/00 | 1303-T03-BV01/00 | 1303-T03-BV01/00 | 1303-T03-BV01/00 | OK | T03-BV01 |  | N |  | 01 |  | BALL VALVE FOAM SYSTEM TO TANK T-03 | SF_VALVE | GROES: 4IN-150PSI; IWERK: 1303; INGRP: 049; GEWRK: 1303-LJP; WERGW: 1303; RBNR: 7304; SWERK: 1303; STORT: F303-LK3; BEBER: F02; ABCKZ: V; BUKRS: 2222; KOSTL: 2222I55221; PROID: D43/XX/B6-1303/RT1/LK3; TPLNR: 1303 -FOS /PIPE FOAM SYST TO TK |  |  | T03-BV01 |  |  | GLT | BALL,ASTM A216 WCB |  |  | IN
307 | UPDATE-1 | REGION 5 | TBBM MALANG | C | 1303-T04-FO-GV/00 | 1303-T04-GV07/00 | 1303-T04-GV07/00 | 1303-T04-GV07/00 | OK | T04-GV07 |  | N |  | 01 |  | GATE VALVE FOAM SYSTEM TO TANK T-04 | SF_VALVE | GROES: 4IN-150PSI; IWERK: 1303; INGRP: 049; GEWRK: 1303-LJP; WERGW: 1303; RBNR: 7304; SWERK: 1303; STORT: F303-LK3; BEBER: F02; ABCKZ: V; BUKRS: 2222; KOSTL: 2222I55221; PROID: D43/XX/B6-1303/RT1/LK3; TPLNR: 1303 -FOS /PIPE FOAM SYST TO TK |  |  | T04-GV07 |  |  | CRANE | GATE,ASTM A216 WCB |  |  | US
308 | UPDATE-1 | REGION 5 | TBBM MALANG | C | 1303-T05-FO-GV/00 | 1303-T05-BV01/00 | 1303-T05-BV01/00 | 1303-T05-BV01/00 | OK | T05-BV01 |  | N |  | 01 |  | BALL VALVE FOAM SYSTEM TO TANK T-05 | SF_VALVE | GROES: 4IN-150PSI; IWERK: 1303; INGRP: 049; GEWRK: 1303-LJP; WERGW: 1303; RBNR: 7304; SWERK: 1303; STORT: F303-LK3; BEBER: F02; ABCKZ: V; BUKRS: 2222; KOSTL: 2222I55221; PROID: D43/XX/B6-1303/RT1/LK3; TPLNR: 1303 -FOS /PIPE FOAM SYST TO TK |  |  | T05-BV01 |  |  | KITZ | BALL,ASTM A216 WCB |  |  | JP
309 | UPDATE-1 | REGION 5 | TBBM MALANG | C | 1303-T06-FO-GV/00 | 1303-T06-BV01/00 | 1303-T06-BV01/00 | 1303-T06-BV01/00 | OK | T06-BV01 |  | N |  | 01 |  | BALL VALVE FOAM SYSTEM TO TANK T-06 | SF_VALVE | GROES: 4IN-150PSI; IWERK: 1303; INGRP: 049; GEWRK: 1303-LJP; WERGW: 1303; RBNR: 7304; SWERK: 1303; STORT: F303-LK3; BEBER: F02; ABCKZ: V; BUKRS: 2222; KOSTL: 2222I55221; PROID: D43/XX/B6-1303/RT1/LK3; TPLNR: 1303 -FOS /PIPE FOAM SYST TO TK |  |  | T06-BV01 |  |  | CRANE | BALL,ASTM A216 WCB |  |  | US
310 | UPDATE-1 | REGION 5 | TBBM MALANG | C | 1303-T07-FO-GV/00 | 1303-T07-GV07/00 | 1303-T07-GV07/00 | 1303-T07-GV07/00 | OK | T07-GV07 |  | N |  | 01 |  | GATE VALVE FOAM SYSTEM TO TANK T-07 | SF_VALVE | GROES: 4IN-150PSI; IWERK: 1303; INGRP: 049; GEWRK: 1303-LJP; WERGW: 1303; RBNR: 7304; SWERK: 1303; STORT: F303-LK3; BEBER: F02; ABCKZ: V; BUKRS: 2222; KOSTL: 2222I55221; PROID: D43/XX/B6-1303/RT1/LK3; TPLNR: 1303 -FOS /PIPE FOAM SYST TO TK |  |  | T07-GV07 |  |  | FBV | GATE,ASTM A216 WCB |  |  | US
311 | UPDATE-1 | REGION 5 | TBBM MALANG | C | 1303-T08-FO-GV/00 | 1303-T08-BV01/00 | 1303-T08-BV01/00 | 1303-T08-BV01/00 | OK | T08-BV01 |  | N |  | 01 |  | BALL VALVE FOAM SYSTEM TO TANK T-08 | SF_VALVE | GROES: 4IN-150PSI; IWERK: 1303; INGRP: 049; GEWRK: 1303-LJP; WERGW: 1303; RBNR: 7304; SWERK: 1303; STORT: F303-LK3; BEBER: F02; ABCKZ: V; BUKRS: 2222; KOSTL: 2222I55221; PROID: D43/XX/B6-1303/RT1/LK3; TPLNR: 1303 -FOS /PIPE FOAM SYST TO TK |  |  | T08-BV01 |  |  | JC | BALL,ASTM A216 WCB |  |  | ES
312 | UPDATE-1 | REGION 5 | TBBM MALANG | C | 1303-T09-FO-GV/00 | 1303-T09-BV01/00 | 1303-T09-BV01/00 | 1303-T09-BV01/00 | OK | T09-BV01 |  | N |  | 01 |  | BALL VALVE FOAM SYSTEM TO TANK T-09 | SF_VALVE | GROES: 4IN-150PSI; IWERK: 1303; INGRP: 049; GEWRK: 1303-LJP; WERGW: 1303; RBNR: 7304; SWERK: 1303; STORT: F303-LK3; BEBER: F02; ABCKZ: V; BUKRS: 2222; KOSTL: 2222I55221; PROID: D43/XX/B6-1303/RT1/LK3; TPLNR: 1303 -FOS /PIPE FOAM SYST TO TK |  |  | T09-BV01 |  |  | JC | BALL,ASTM A216 WCB |  |  | ES
313 | UPDATE-1 | REGION 5 | TBBM MALANG | C | 1303-T10-FO-GV/00 | 1303-T10-BV01/00 | 1303-T10-BV01/00 | 1303-T10-BV01/00 | OK | T10-BV01 |  | N |  | 01 |  | BALL VALVE FOAM SYSTEM TO TANK T-10 | SF_VALVE | GROES: 4IN-150PSI; IWERK: 1303; INGRP: 049; GEWRK: 1303-LJP; WERGW: 1303; RBNR: 7304; SWERK: 1303; STORT: F303-LK3; BEBER: F02; ABCKZ: V; BUKRS: 2222; KOSTL: 2222I55221; PROID: D43/XX/B6-1303/RT1/LK3; TPLNR: 1303 -FOS /PIPE FOAM SYST TO TK |  |  | T10-BV01 |  |  | GLT | BALL,ASTM A216 WCB |  |  | IN
314 | UPDATE-1 | REGION 5 | TBBM MALANG | C | 1303-TF-BWS01/00 | 1303-TFA-BNW01/00 | 1303-TFA-BNW01/00 | 1303-TFA-BNW01/00 | OK | TFA-BNW01 | SECE | F |  | 01 | SECE | BUNDWALL 01 | SF_BUNDWALL | GROES: 0.6HA; IWERK: 1303; INGRP: 049; GEWRK: 1303-LJP; WERGW: 1303; RBNR: 5399; SWERK: 1303; STORT: F303-LK3; BEBER: F02; ABCKZ: V; BUKRS: 2222; KOSTL: 2222I55221; PROID: D43/XX/B6-1303/RT1/LK3; TPLNR: 1303 -TFA /BUNDWALL |  |  | TFA-BNW01 |  |  |  | FIX |  |  | -
315 | UPDATE-1 | REGION 5 | TBBM MALANG | U | 1303-TF-LG01/00 | 1303-LGP-LPS01/00 | 1303-LGP-LPS01/00 | 1303-LGP-LPS01/00 | GANTI DESKRIPSI | LGP-LPS01 | SECE | E |  | 01 | SECE | LIGHT PROT SYSTEM FILLINGSHED NO.01 | SF_LIGHTNING_SYST | GROES: <5OHM; IWERK: 1303; INGRP: 049; GEWRK: 1303-LJP; WERGW: 1303; RBNR: 8899; SWERK: 1303; STORT: F303-LJP; BEBER: F05; ABCKZ: V; BUKRS: 2222; KOSTL: 2222I55221; PROID: D43/XX/B6-1303/RT1/LJP; TPLNR: 1303 -LGP /LIGHTNING PROTECTION |  |  | LGP-LPS01 |  |  |  | ROD |  |  | -
316 | UPDATE-1 | REGION 5 | TBBM MALANG | U | 1303-TF-LG02/00 | 1303-LGP-LPS02/00 | 1303-LGP-LPS02/00 | 1303-LGP-LPS02/00 | GANTI DESKRIPSI | LGP-LPS02 | SECE | E |  | 01 | SECE | LIGHT PROT SYSTEM PUMP LOADING NO.02 | SF_LIGHTNING_SYST | GROES: <5OHM; IWERK: 1303; INGRP: 049; GEWRK: 1303-LJP; WERGW: 1303; RBNR: 8899; SWERK: 1303; STORT: F303-LJP; BEBER: F05; ABCKZ: V; BUKRS: 2222; KOSTL: 2222I55221; PROID: D43/XX/B6-1303/RT1/LJP; TPLNR: 1303 -LGP /LIGHTNING PROTECTION |  |  | LGP-LPS02 |  |  |  | ROD |  |  | -
317 | UPDATE-1 | REGION 5 | TBBM MALANG | C | 1303-PL-P01/00 | 1303-PSU-P01/00 | 1303-PSU-P01/00 | 1303-PSU-P01/00 | OK | PSU-P01 | PCE | R |  | 01 | PCE | PUMP PRODUCT P-01 | SF_POMPA | GROES: 500GPM, 11.6M; IWERK: 1303; INGRP: 049; GEWRK: 1303-LJP; WERGW: 1303; RBNR: 1802; SWERK: 1303; STORT: F303-PPP; BEBER: F01; ABCKZ: V; BUKRS: 2222; KOSTL: 2222I55221; PROID: D43/XX/B6-1303/RT1/PPP; TPLNR: 1303 -PSU /PUMP PRODUCT NO 01 |  |  | PSU-P01 |  |  | KSB PUMPS LTD | RPH EM 80-280 |  |  | DE | [21 empty] | 0981/SQ/PM/X/2023
318 | UPDATE-1 | REGION 5 | TBBM MALANG | C | 1303-P01-EM01/00 | 1303-P01-EM01/00 | 1303-P01-EM01/00 | 1303-P01-EM01/00 | OK | P01-EM01 | PCE | E |  | 01 | PCE | MOTOR DRIVER PUMP P-01 | SF_DRIVER_PUMP | GROES: 2.982RPM; IWERK: 1303; INGRP: 049; GEWRK: 1303-LJP; WERGW: 1303; RBNR: 9202; SWERK: 1303; STORT: F303-PPP; BEBER: F01; ABCKZ: V; BUKRS: 2222; KOSTL: 2222I55221; PROID: D43/XX/B6-1303/RT1/PPP; TPLNR: 1303 -PSU /PUMP PRODUCT NO 01 |  |  | P01-EM01 |  |  | SIEMENS | 1MAO280-2YB90-Z |  |  | DE
319 | UPDATE-1 | REGION 5 | TBBM MALANG | C | 1303-P01-GVI1/00 | 1303-P01-GV01/00 | 1303-P01-GV01/00 | 1303-P01-GV01/00 | OK | P01-GV01 |  | N |  | 01 |  | GATE VALVE SUCTION PUMP P-01 | SF_VALVE | GROES: 6IN-150PSI; IWERK: 1303; INGRP: 049; GEWRK: 1303-LJP; WERGW: 1303; RBNR: 7304; SWERK: 1303; STORT: F303-PPP; BEBER: F01; ABCKZ: V; BUKRS: 2222; KOSTL: 2222I55221; PROID: D43/XX/B6-1303/RT1/PPP; TPLNR: 1303 -PSU /PUMP PRODUCT NO 01 |  |  | P01-GV01 |  |  | CRANE | GATE,ASTM A216 WCB |  |  | US
320 | UPDATE-1 | REGION 5 | TBBM MALANG | C | 1303-P01-GVO2/00 | 1303-P01-GV02/00 | 1303-P01-GV02/00 | 1303-P01-GV02/00 | OK | P01-GV02 |  | N |  | 01 |  | GATE VALVE DISCHARGE PUMP P-01 | SF_VALVE | GROES: 6IN-150PSI; IWERK: 1303; INGRP: 049; GEWRK: 1303-LJP; WERGW: 1303; RBNR: 7304; SWERK: 1303; STORT: F303-PPP; BEBER: F01; ABCKZ: V; BUKRS: 2222; KOSTL: 2222I55221; PROID: D43/XX/B6-1303/RT1/PPP; TPLNR: 1303 -PSU /PUMP PRODUCT NO 01 |  |  | P01-GV02 |  |  | CRANE | GATE,ASTM A216 WCB |  |  | US
321 | UPDATE-1 | REGION 5 | TBBM MALANG | C | 1303-P01-STR1/00 | 1303-P01-STR01/00 | 1303-P01-STR01/00 | 1303-P01-STR01/00 | OK | P01-STR01 |  | N |  | 01 |  | STRAINER PUMP P-01 | SF_VALVE | GROES: 6IN-150PSI; IWERK: 1303; INGRP: 049; GEWRK: 1303-LJP; WERGW: 1303; RBNR: 3902; SWERK: 1303; STORT: F303-PPP; BEBER: F01; ABCKZ: V; BUKRS: 2222; KOSTL: 2222I55221; PROID: D43/XX/B6-1303/RT1/PPP; TPLNR: 1303 -PSU /PUMP PRODUCT NO 01 |  |  | P01-STR01 |  |  | ICKANEV | ASTM A216 WCB |  |  | -
322 | UPDATE-1 | REGION 5 | TBBM MALANG | C | 1303-P01-CV02/00 | 1303-P01-CV02/00 | 1303-P01-CV02/00 | 1303-P01-CV02/00 | OK | P01-CV02 |  | N |  | 01 |  | CHECK VALVE DISCHARGE PUMP P-01 | SF_VALVE | GROES: 6IN-150PSI; IWERK: 1303; INGRP: 049; GEWRK: 1303-LJP; WERGW: 1303; RBNR: 7304; SWERK: 1303; STORT: F303-PPP; BEBER: F01; ABCKZ: Y; BUKRS: 2222; KOSTL: 2222I55221; PROID: D43/XX/B6-1303/RT1/PPP; TPLNR: 1303 -PSU /PUMP PRODUCT NO 01 |  |  | P01-CV02 |  |  | CRANE | SWING,ASTM A216 WCB |  |  | US
323 | UPDATE-1 | REGION 5 | TBBM MALANG | C | 1303-P01-PG02/00 | 1303-P01-PG02/00 | 1303-P01-PG02/00 | 1303-P01-PG02/00 | OK | P01-PG02 |  | I |  | 01 |  | PRESSURE GAUGE OUTLET PUMP P-01 | SF_INS_INDICATOR | GROES: 0-25KG/CM2; IWERK: 1303; INGRP: 049; GEWRK: 1303-LJP; WERGW: 1303; RBNR: 6899; SWERK: 1303; STORT: F303-PPP; BEBER: F01; ABCKZ: T; BUKRS: 2222; KOSTL: 2222I55221; PROID: D43/XX/B6-1303/RT1/PPP; TPLNR: 1303 -PSU /PUMP PRODUCT NO 01 |  |  | P01-PG02 |  |  | WIKA | KONVENTIONAL |  |  | DE
324 | UPDATE-1 | REGION 5 | TBBM MALANG | C | 1303-P01-PG01/00 | 1303-P01-PG01/00 | 1303-P01-PG01/00 | 1303-P01-PG01/00 | OK | P01-PG01 |  | I |  | 01 |  | PRESSURE GAUGE INLET PUMP P-01 | SF_INS_INDICATOR | GROES: 0-40KG/CM2; IWERK: 1303; INGRP: 049; GEWRK: 1303-LJP; WERGW: 1303; RBNR: 6899; SWERK: 1303; STORT: F303-PPP; BEBER: F01; ABCKZ: T; BUKRS: 2222; KOSTL: 2222I55221; PROID: D43/XX/B6-1303/RT1/PPP; TPLNR: 1303 -PSU /PUMP PRODUCT NO 01 |  |  | P01-PG01 |  |  | WIKA | KONVENTIONAL |  |  | DE
325 | UPDATE-1 | REGION 5 | TBBM MALANG | C | 1303-P01-PRV01/00 | 1303-P01-PRV01/00 | 1303-P01-PRV01/00 | 1303-P01-PRV01/00 | OK | P01-PRV01 | SECE | F |  | 01 | SECE | PRESS RELIEF VALVE PUMP P-01 | SF_PRV | GROES: 1.5X1.5IN-150RF; IWERK: 1303; INGRP: 049; GEWRK: 1303-LJP; WERGW: 1303; RBNR: 3602; SWERK: 1303; STORT: F303-PPP; BEBER: F01; ABCKZ: V; BUKRS: 2222; KOSTL: 2222I55221; PROID: D43/XX/B6-1303/RT1/PPP; TPLNR: 1303 -PSU /PUMP PRODUCT NO 01 |  |  | P01-PRV01 |  |  | SAFETY 317 VALVE | S3F-A |  |  | TW | [21 empty] | 2592/SQ/PRV/X/2023
326 | UPDATE-1 | REGION 5 | TBBM MALANG | C | 1303-P01-GND01/00 | 1303-P01-GND01/00 | 1303-P01-GND01/00 | 1303-P01-GND01/00 | OK | P01-GND01 |  | E |  | 01 |  | GROUNDING PUMP P-01 | SF_GROUNDING | GROES: 50MM,<5OHM; IWERK: 1303; INGRP: 049; GEWRK: 1303-LJP; WERGW: 1303; RBNR: 8899; SWERK: 1303; STORT: F303-PPP; BEBER: F01; ABCKZ: V; BUKRS: 2222; KOSTL: 2222I55221; PROID: D43/XX/B6-1303/RT1/PPP; TPLNR: 1303 -PSU /PUMP PRODUCT NO 01 |  |  | P01-GND01 |  |  |  | ROD |  |  | -
327 | UPDATE-1 | REGION 5 | TBBM MALANG | C | 1303-P01-FLI1/00 | 1303-P01-FL01/00 | 1303-P01-FL01/00 | 1303-P01-FL01/00 | OK | P01-FL01 |  | N |  | 01 |  | FLEXIBLE JOINT SUCTION PUMP P-01 | SF_FLEXIBLE_JOINT | GROES: 4IN-150PSI; IWERK: 1303; INGRP: 049; GEWRK: 1303-LJP; WERGW: 1303; RBNR: 4099; SWERK: 1303; STORT: F303-PPP; BEBER: F01; ABCKZ: T; BUKRS: 2222; KOSTL: 2222I55221; PROID: D43/XX/B6-1303/RT1/PPP; TPLNR: 1303 -PSU /PUMP PRODUCT NO 01 |  |  | P01-FL01 |  |  | SINGAFLEX | SSH 1 SINGLE BRAID |  |  | SG
328 | UPDATE-1 | REGION 5 | TBBM MALANG | C | 1303-P01-FLO2/00 | 1303-P01-FL02/00 | 1303-P01-FL02/00 | 1303-P01-FL02/00 | OK | P01-FL02 |  | N |  | 01 |  | FLEXIBLE JOINT DISCHARGE PUMP P-01 | SF_FLEXIBLE_JOINT | GROES: 4IN-150PSI; IWERK: 1303; INGRP: 049; GEWRK: 1303-LJP; WERGW: 1303; RBNR: 4099; SWERK: 1303; STORT: F303-PPP; BEBER: F01; ABCKZ: T; BUKRS: 2222; KOSTL: 2222I55221; PROID: D43/XX/B6-1303/RT1/PPP; TPLNR: 1303 -PSU /PUMP PRODUCT NO 01 |  |  | P01-FL02 |  |  | SINGAFLEX | SSH 1 SINGLE BRAID |  |  | SG
329 | UPDATE-1 | REGION 5 | TBBM MALANG | C | 1303-PL-P02/00 | 1303-PSU-P02/00 | 1303-PSU-P02/00 | 1303-PSU-P02/00 | OK | PSU-P02 | PCE | R |  | 01 | PCE | PUMP PRODUCT P-02 | SF_POMPA | GROES: 500GPM, 11.99M; IWERK: 1303; INGRP: 049; GEWRK: 1303-LJP; WERGW: 1303; RBNR: 1802; SWERK: 1303; STORT: F303-PPP; BEBER: F01; ABCKZ: V; BUKRS: 2222; KOSTL: 2222I55221; PROID: D43/XX/B6-1303/RT1/PPP; TPLNR: 1303 -PSU /PUMP PRODUCT NO 02 |  |  | PSU-P02 |  |  | KSB PUMPS LTD | RPH EM 80-280 |  |  | DE | [21 empty] | 0982/SQ/PM/X/2023
330 | UPDATE-1 | REGION 5 | TBBM MALANG | C | 1303-P02-EM01/00 | 1303-P02-EM01/00 | 1303-P02-EM01/00 | 1303-P02-EM01/00 | OK | P02-EM01 | PCE | E |  | 01 | PCE | MOTOR DRIVER PUMP P-02 | SF_DRIVER_PUMP | GROES: 2.982RPM; IWERK: 1303; INGRP: 049; GEWRK: 1303-LJP; WERGW: 1303; RBNR: 9202; SWERK: 1303; STORT: F303-PPP; BEBER: F01; ABCKZ: V; BUKRS: 2222; KOSTL: 2222I55221; PROID: D43/XX/B6-1303/RT1/PPP; TPLNR: 1303 -PSU /PUMP PRODUCT NO 02 |  |  | P02-EM01 |  |  | SIEMENS | 1MAO280-2YB90-Z |  |  | DE
331 | UPDATE-1 | REGION 5 | TBBM MALANG | C | 1303-P02-GVI1/00 | 1303-P02-GV01/00 | 1303-P02-GV01/00 | 1303-P02-GV01/00 | OK | P02-GV01 |  | N |  | 01 |  | GATE VALVE SUCTION PUMP P-02 | SF_VALVE | GROES: 4IN-150PSI; IWERK: 1303; INGRP: 049; GEWRK: 1303-LJP; WERGW: 1303; RBNR: 7304; SWERK: 1303; STORT: F303-PPP; BEBER: F01; ABCKZ: V; BUKRS: 2222; KOSTL: 2222I55221; PROID: D43/XX/B6-1303/RT1/PPP; TPLNR: 1303 -PSU /PUMP PRODUCT NO 02 |  |  | P02-GV01 |  |  | CRANE | GATE,ASTM A216 WCB |  |  | US
332 | UPDATE-1 | REGION 5 | TBBM MALANG | C | 1303-P02-GVO2/00 | 1303-P02-GV02/00 | 1303-P02-GV02/00 | 1303-P02-GV02/00 | OK | P02-GV02 |  | N |  | 01 |  | GATE VALVE DISCHARGE PUMP P-02 | SF_VALVE | GROES: 4IN-150PSI; IWERK: 1303; INGRP: 049; GEWRK: 1303-LJP; WERGW: 1303; RBNR: 7304; SWERK: 1303; STORT: F303-PPP; BEBER: F01; ABCKZ: V; BUKRS: 2222; KOSTL: 2222I55221; PROID: D43/XX/B6-1303/RT1/PPP; TPLNR: 1303 -PSU /PUMP PRODUCT NO 02 |  |  | P02-GV02 |  |  | CRANE | GATE,ASTM A216 WCB |  |  | US
333 | UPDATE-1 | REGION 5 | TBBM MALANG | C | 1303-P02-STR1/00 | 1303-P02-STR01/00 | 1303-P02-STR01/00 | 1303-P02-STR01/00 | OK | P02-STR01 |  | N |  | 01 |  | STRAINER PUMP P-02 | SF_VALVE | GROES: 6IN-150PSI; IWERK: 1303; INGRP: 049; GEWRK: 1303-LJP; WERGW: 1303; RBNR: 3902; SWERK: 1303; STORT: F303-PPP; BEBER: F01; ABCKZ: V; BUKRS: 2222; KOSTL: 2222I55221; PROID: D43/XX/B6-1303/RT1/PPP; TPLNR: 1303 -PSU /PUMP PRODUCT NO 02 |  |  | P02-STR01 |  |  | ICKANEV | ASTM A216 WCB |  |  | -
334 | UPDATE-1 | REGION 5 | TBBM MALANG | C | 1303-P02-CV02/00 | 1303-P02-CV02/00 | 1303-P02-CV02/00 | 1303-P02-CV02/00 | OK | P02-CV02 |  | N |  | 01 |  | CHECK VALVE DISCHARGE PUMP P-02 | SF_VALVE | GROES: 6IN-150PSI; IWERK: 1303; INGRP: 049; GEWRK: 1303-LJP; WERGW: 1303; RBNR: 7304; SWERK: 1303; STORT: F303-PPP; BEBER: F01; ABCKZ: Y; BUKRS: 2222; KOSTL: 2222I55221; PROID: D43/XX/B6-1303/RT1/PPP; TPLNR: 1303 -PSU /PUMP PRODUCT NO 02 |  |  | P02-CV02 |  |  | CRANE | SWING,ASTM A216 WCB |  |  | US
335 | UPDATE-1 | REGION 5 | TBBM MALANG | C | 1303-P02-PG02/00 | 1303-P02-PG02/00 | 1303-P02-PG02/00 | 1303-P02-PG02/00 | OK | P02-PG02 |  | I |  | 01 |  | PRESSURE GAUGE,PUMP P-02 | SF_INS_INDICATOR | GROES: -76-0 CMHG; IWERK: 1303; INGRP: 049; GEWRK: 1303-LJP; WERGW: 1303; RBNR: 6899; SWERK: 1303; STORT: F303-PPP; BEBER: F01; ABCKZ: T; BUKRS: 2222; KOSTL: 2222I55221; PROID: D43/XX/B6-1303/RT1/PPP; TPLNR: 1303 -PSU /PUMP PRODUCT NO 02 |  |  | P02-PG02 |  |  | WIKA | KONVENTIONAL |  |  | DE
336 | UPDATE-1 | REGION 5 | TBBM MALANG | C | 1303-P02-PG01/00 | 1303-P02-PG01/00 | 1303-P02-PG01/00 | 1303-P02-PG01/00 | OK | P02-PG01 |  | I |  | 01 |  | VACUUM GAUGE,PUMP P-02 | SF_INS_INDICATOR | GROES: 0-25KG/CM2; IWERK: 1303; INGRP: 049; GEWRK: 1303-LJP; WERGW: 1303; RBNR: 6899; SWERK: 1303; STORT: F303-PPP; BEBER: F01; ABCKZ: T; BUKRS: 2222; KOSTL: 2222I55221; PROID: D43/XX/B6-1303/RT1/PPP; TPLNR: 1303 -PSU /PUMP PRODUCT NO 02 |  |  | P02-PG01 |  |  | WIKA | KONVENTIONAL |  |  | DE
337 | UPDATE-1 | REGION 5 | TBBM MALANG | C | 1303-P02-PRV01/00 | 1303-P02-PRV01/00 | 1303-P02-PRV01/00 | 1303-P02-PRV01/00 | OK | P02-PRV01 | SECE | F |  | 01 | SECE | PRESS RELIEF VALVE PUMP P-02 | SF_PRV | GROES: 1.5INX2IN-150RF; IWERK: 1303; INGRP: 049; GEWRK: 1303-LJP; WERGW: 1303; RBNR: 3602; SWERK: 1303; STORT: F303-PPP; BEBER: F01; ABCKZ: V; BUKRS: 2222; KOSTL: 2222I55221; PROID: D43/XX/B6-1303/RT1/PPP; TPLNR: 1303 -PSU /PUMP PRODUCT NO 02 |  |  | P02-PRV01 |  |  | LESER | 44124822 |  |  | DE | [21 empty] | 2593/SQ/PRV/X/2023
338 | UPDATE-1 | REGION 5 | TBBM MALANG | C | 1303-P02-GND01/00 | 1303-P02-GND01/00 | 1303-P02-GND01/00 | 1303-P02-GND01/00 | OK | P02-GND01 |  | E |  | 01 |  | GROUNDING PUMP P-02 | SF_GROUNDING | GROES: 50MM,<5OHM; IWERK: 1303; INGRP: 049; GEWRK: 1303-LJP; WERGW: 1303; RBNR: 8899; SWERK: 1303; STORT: F303-PPP; BEBER: F01; ABCKZ: V; BUKRS: 2222; KOSTL: 2222I55221; PROID: D43/XX/B6-1303/RT1/PPP; TPLNR: 1303 -PSU /PUMP PRODUCT NO 02 |  |  | P02-GND01 |  |  |  | ROD |  |  | -
339 | UPDATE-1 | REGION 5 | TBBM MALANG | C | 1303-P02-FLI1/00 | 1303-P02-FL01/00 | 1303-P02-FL01/00 | 1303-P02-FL01/00 | OK | P02-FL01 |  | N |  | 01 |  | FLEXIBLE JOINT SUCTION PUMP P-02 | SF_FLEXIBLE_JOINT | GROES: 4IN-150PSI; IWERK: 1303; INGRP: 049; GEWRK: 1303-LJP; WERGW: 1303; RBNR: 4099; SWERK: 1303; STORT: F303-PPP; BEBER: F01; ABCKZ: T; BUKRS: 2222; KOSTL: 2222I55221; PROID: D43/XX/B6-1303/RT1/PPP; TPLNR: 1303 -PSU /PUMP PRODUCT NO 02 |  |  | P02-FL01 |  |  | SINGAFLEX | SSH 1 SINGLE BRAID |  |  | SG
340 | UPDATE-1 | REGION 5 | TBBM MALANG | C | 1303-P02-FLO2/00 | 1303-P02-FL02/00 | 1303-P02-FL02/00 | 1303-P02-FL02/00 | OK | P02-FL02 |  | N |  | 01 |  | FLEXIBLE JOINT DISCHARGE PUMP P-02 | SF_FLEXIBLE_JOINT | GROES: 4IN-150PSI; IWERK: 1303; INGRP: 049; GEWRK: 1303-LJP; WERGW: 1303; RBNR: 4099; SWERK: 1303; STORT: F303-PPP; BEBER: F01; ABCKZ: T; BUKRS: 2222; KOSTL: 2222I55221; PROID: D43/XX/B6-1303/RT1/PPP; TPLNR: 1303 -PSU /PUMP PRODUCT NO 02 |  |  | P02-FL02 |  |  | SINGAFLEX | SSH 1 SINGLE BRAID |  |  | SG
341 | UPDATE-1 | REGION 5 | TBBM MALANG | C | 1303-PL-P03/00 | 1303-PSU-P03/00 | 1303-PSU-P03/00 | 1303-PSU-P03/00 | OK | PSU-P03 | PCE | R |  | 01 | PCE | PUMP PRODUCT P-03 | SF_POMPA | GROES: 256GPM, 32.52M; IWERK: 1303; INGRP: 049; GEWRK: 1303-LJP; WERGW: 1303; RBNR: 1802; SWERK: 1303; STORT: F303-PPP; BEBER: F01; ABCKZ: V; BUKRS: 2222; KOSTL: 2222I55221; PROID: D43/XX/B6-1303/RT1/PPP; TPLNR: 1303 -PSU /PUMP PRODUCT NO 03 |  |  | PSU-P03 |  |  | STORK COMPEN | CEN 65-200 |  |  | NL | [21 empty] | 0983/SQ/PM/X/2023
342 | UPDATE-1 | REGION 5 | TBBM MALANG | C | 1303-P03-EM01/00 | 1303-P03-EM01/00 | 1303-P03-EM01/00 | 1303-P03-EM01/00 | OK | P03-EM01 | PCE | E |  | 01 | PCE | MOTOR DRIVER PUMP P-03 | SF_DRIVER_PUMP | GROES: 2.920RPM; IWERK: 1303; INGRP: 049; GEWRK: 1303-LJP; WERGW: 1303; RBNR: 9202; SWERK: 1303; STORT: F303-PPP; BEBER: F01; ABCKZ: V; BUKRS: 2222; KOSTL: 2222I55221; PROID: D43/XX/B6-1303/RT1/PPP; TPLNR: 1303 -PSU /PUMP PRODUCT NO 03 |  |  | P03-EM01 |  |  | ACEC | AKG 160 7M02N |  |  | BE
343 | UPDATE-1 | REGION 5 | TBBM MALANG | C | 1303-P03-GVI1/00 | 1303-P03-GV01/00 | 1303-P03-GV01/00 | 1303-P03-GV01/00 | OK | P03-GV01 |  | N |  | 01 |  | GATE VALVE SUCTION PUMP P-03 | SF_VALVE | GROES: 4IN-150PSI; IWERK: 1303; INGRP: 049; GEWRK: 1303-LJP; WERGW: 1303; RBNR: 7304; SWERK: 1303; STORT: F303-PPP; BEBER: F01; ABCKZ: V; BUKRS: 2222; KOSTL: 2222I55221; PROID: D43/XX/B6-1303/RT1/PPP; TPLNR: 1303 -PSU /PUMP PRODUCT NO 03 |  |  | P03-GV01 |  |  | CRANE | GATE,ASTM A216 WCB |  |  | US
344 | UPDATE-1 | REGION 5 | TBBM MALANG | C | 1303-P03-GVO2/00 | 1303-P03-GV02/00 | 1303-P03-GV02/00 | 1303-P03-GV02/00 | OK | P03-GV02 |  | N |  | 01 |  | GATE VALVE DISCHARGE PUMP P-03 | SF_VALVE | GROES: 4IN-150PSI; IWERK: 1303; INGRP: 049; GEWRK: 1303-LJP; WERGW: 1303; RBNR: 7304; SWERK: 1303; STORT: F303-PPP; BEBER: F01; ABCKZ: V; BUKRS: 2222; KOSTL: 2222I55221; PROID: D43/XX/B6-1303/RT1/PPP; TPLNR: 1303 -PSU /PUMP PRODUCT NO 03 |  |  | P03-GV02 |  |  | CRANE | GATE,ASTM A216 WCB |  |  | US
345 | UPDATE-1 | REGION 5 | TBBM MALANG | C | 1303-P03-STR1/00 | 1303-P03-STR01/00 | 1303-P03-STR01/00 | 1303-P03-STR01/00 | OK | P03-STR01 |  | N |  | 01 |  | STRAINER PUMP P-03 | SF_VALVE | GROES: 6IN-150PSI; IWERK: 1303; INGRP: 049; GEWRK: 1303-LJP; WERGW: 1303; RBNR: 3902; SWERK: 1303; STORT: F303-PPP; BEBER: F01; ABCKZ: V; BUKRS: 2222; KOSTL: 2222I55221; PROID: D43/XX/B6-1303/RT1/PPP; TPLNR: 1303 -PSU /PUMP PRODUCT NO 03 |  |  | P03-STR01 |  |  | GLT | ASTM A216 WCB |  |  | IN
346 | UPDATE-1 | REGION 5 | TBBM MALANG | C | 1303-P03-CV02/00 | 1303-P03-CV02/00 | 1303-P03-CV02/00 | 1303-P03-CV02/00 | OK | P03-CV02 |  | N |  | 01 |  | CHECK VALVE DISCHARGE PUMP P-03 | SF_VALVE | GROES: 6IN-150PSI; IWERK: 1303; INGRP: 049; GEWRK: 1303-LJP; WERGW: 1303; RBNR: 7304; SWERK: 1303; STORT: F303-PPP; BEBER: F01; ABCKZ: Y; BUKRS: 2222; KOSTL: 2222I55221; PROID: D43/XX/B6-1303/RT1/PPP; TPLNR: 1303 -PSU /PUMP PRODUCT NO 03 |  |  | P03-CV02 |  |  | CRANE | SWING,ASTM A216 WCB |  |  | US
347 | UPDATE-1 | REGION 5 | TBBM MALANG | C | 1303-P03-PG02/00 | 1303-P03-PG02/00 | 1303-P03-PG02/00 | 1303-P03-PG02/00 | OK | P03-PG02 |  | I |  | 01 |  | PRESSURE GAUGE,PUMP P-03 | SF_INS_INDICATOR | GROES: 0-25KG/CM2; IWERK: 1303; INGRP: 049; GEWRK: 1303-LJP; WERGW: 1303; RBNR: 6899; SWERK: 1303; STORT: F303-PPP; BEBER: F01; ABCKZ: T; BUKRS: 2222; KOSTL: 2222I55221; PROID: D43/XX/B6-1303/RT1/PPP; TPLNR: 1303 -PSU /PUMP PRODUCT NO 03 |  |  | P03-PG02 |  |  | WIKA | KONVENTIONAL |  |  | DE
348 | UPDATE-1 | REGION 5 | TBBM MALANG | C | 1303-P03-PG01/00 | 1303-P03-PG01/00 | 1303-P03-PG01/00 | 1303-P03-PG01/00 | OK | P03-PG01 |  | I |  | 01 |  | VACUUM GAUGE,PUMP P-03 | SF_INS_INDICATOR | GROES: -76 TO 0CMHG; IWERK: 1303; INGRP: 049; GEWRK: 1303-LJP; WERGW: 1303; RBNR: 6899; SWERK: 1303; STORT: F303-PPP; BEBER: F01; ABCKZ: T; BUKRS: 2222; KOSTL: 2222I55221; PROID: D43/XX/B6-1303/RT1/PPP; TPLNR: 1303 -PSU /PUMP PRODUCT NO 03 |  |  | P03-PG01 |  |  | WIKA | KONVENTIONAL |  |  | DE
349 | UPDATE-1 | REGION 5 | TBBM MALANG | C | 1303-P03-PRV01/00 | 1303-P03-PRV01/00 | 1303-P03-PRV01/00 | 1303-P03-PRV01/00 | OK | P03-PRV01 | SECE | F |  | 01 | SECE | PRESS RELIEF VALVE PUMP P-03 | SF_PRV | GROES: 1.5X1.5IN-150RF; IWERK: 1303; INGRP: 049; GEWRK: 1303-LJP; WERGW: 1303; RBNR: 3602; SWERK: 1303; STORT: F303-PPP; BEBER: F01; ABCKZ: V; BUKRS: 2222; KOSTL: 2222I55221; PROID: D43/XX/B6-1303/RT1/PPP; TPLNR: 1303 -PSU /PUMP PRODUCT NO 03 |  |  | P03-PRV01 |  |  | SAFETY 317 VALVE | S3F-A |  |  | TW | [21 empty] | 2594/SQ/PRV/X/2023
350 | UPDATE-1 | REGION 5 | TBBM MALANG | C | 1303-P03-GND01/00 | 1303-P03-GND01/00 | 1303-P03-GND01/00 | 1303-P03-GND01/00 | OK | P03-GND01 |  | E |  | 01 |  | GROUNDING PUMP P-03 | SF_GROUNDING | GROES: 50MM,<5OHM; IWERK: 1303; INGRP: 049; GEWRK: 1303-LJP; WERGW: 1303; RBNR: 8899; SWERK: 1303; STORT: F303-PPP; BEBER: F01; ABCKZ: V; BUKRS: 2222; KOSTL: 2222I55221; PROID: D43/XX/B6-1303/RT1/PPP; TPLNR: 1303 -PSU /PUMP PRODUCT NO 03 |  |  | P03-GND01 |  |  |  | ROD |  |  | -
351 | UPDATE-1 | REGION 5 | TBBM MALANG | C | 1303-P03-FLI1/00 | 1303-P03-FL01/00 | 1303-P03-FL01/00 | 1303-P03-FL01/00 | OK | P03-FL01 |  | N |  | 01 |  | FLEXIBLE JOINT SUCTION PUMP P-03 | SF_FLEXIBLE_JOINT | GROES: 4IN-150PSI; IWERK: 1303; INGRP: 049; GEWRK: 1303-LJP; WERGW: 1303; RBNR: 4099; SWERK: 1303; STORT: F303-PPP; BEBER: F01; ABCKZ: T; BUKRS: 2222; KOSTL: 2222I55221; PROID: D43/XX/B6-1303/RT1/PPP; TPLNR: 1303 -PSU /PUMP PRODUCT NO 03 |  |  | P03-FL01 |  |  | SINGAFLEX | SSH 1 SINGLE BRAID |  |  | SG
352 | UPDATE-1 | REGION 5 | TBBM MALANG | C | 1303-P03-FLO2/00 | 1303-P03-FL02/00 | 1303-P03-FL02/00 | 1303-P03-FL02/00 | OK | P03-FL02 |  | N |  | 01 |  | FLEXIBLE JOINT DISCHARGE PUMP P-03 | SF_FLEXIBLE_JOINT | GROES: 4IN-150PSI; IWERK: 1303; INGRP: 049; GEWRK: 1303-LJP; WERGW: 1303; RBNR: 4099; SWERK: 1303; STORT: F303-PPP; BEBER: F01; ABCKZ: T; BUKRS: 2222; KOSTL: 2222I55221; PROID: D43/XX/B6-1303/RT1/PPP; TPLNR: 1303 -PSU /PUMP PRODUCT NO 03 |  |  | P03-FL02 |  |  | SINGAFLEX | SSH 1 SINGLE BRAID |  |  | SG
353 | UPDATE-1 | REGION 5 | TBBM MALANG | C | NEW | 1303-P03-PT01/00 | 1303-P03-PT01/00 | 1303-P03-PT01/00 | OK | P03-PT01 |  | I |  | 01 |  | PRESSURE TRANSMITTER OULET PUMP P-03 | SF_INS_TRANSMITTER | GROES: 3.5MPA; IWERK: 1303; INGRP: 049; GEWRK: 1303-LJP; WERGW: 1303; RBNR: 6705; SWERK: 1303; STORT: F303-PPP; BEBER: F01; ABCKZ: T; BUKRS: 2222; KOSTL: 2222I55221; PROID: D43/XX/B6-1303/RT1/PPP; TPLNR: 1303 -PSU /PUMP PRODUCT NO 03 |  |  | P03-PT01 |  |  | AZBIL YAMATAKE CORPORATION | GTX60G |  |  | JP
354 | UPDATE-1 | REGION 5 | TBBM MALANG | C | 1303-PL-P04/00 | 1303-PSU-P04/00 | 1303-PSU-P04/00 | 1303-PSU-P04/00 | OK | PSU-P04 | PCE | R |  | 01 | PCE | PUMP PRODUCT P-04 | SF_POMPA | GROES: 286GPM, 22.71M; IWERK: 1303; INGRP: 049; GEWRK: 1303-LJP; WERGW: 1303; RBNR: 1802; SWERK: 1303; STORT: F303-PPP; BEBER: F01; ABCKZ: V; BUKRS: 2222; KOSTL: 2222I55221; PROID: D43/XX/B6-1303/RT1/PPP; TPLNR: 1303 -PSU /PUMP PRODUCT NO 04 |  |  | PSU-P04 |  |  | STORK COMPEN | CEN 65-200 |  |  | NL | [21 empty] | 0984/SQ/PM/X/2023
355 | UPDATE-1 | REGION 5 | TBBM MALANG | C | 1303-P04-EM01/00 | 1303-P04-EM01/00 | 1303-P04-EM01/00 | 1303-P04-EM01/00 | OK | P04-EM01 | PCE | E |  | 01 | PCE | MOTOR DRIVER PUMP P-04 | SF_DRIVER_PUMP | GROES: 2.920RPM; IWERK: 1303; INGRP: 049; GEWRK: 1303-LJP; WERGW: 1303; RBNR: 9202; SWERK: 1303; STORT: F303-PPP; BEBER: F01; ABCKZ: V; BUKRS: 2222; KOSTL: 2222I55221; PROID: D43/XX/B6-1303/RT1/PPP; TPLNR: 1303 -PSU /PUMP PRODUCT NO 04 |  |  | P04-EM01 |  |  | ACEC | Y409L355 |  |  | BE
356 | UPDATE-1 | REGION 5 | TBBM MALANG | C | 1303-P04-GVI1/00 | 1303-P04-GV01/00 | 1303-P04-GV01/00 | 1303-P04-GV01/00 | OK | P04-GV01 |  | N |  | 01 |  | GATE VALVE SUCTION PUMP P-04 | SF_VALVE | GROES: 4IN-150PSI; IWERK: 1303; INGRP: 049; GEWRK: 1303-LJP; WERGW: 1303; RBNR: 7304; SWERK: 1303; STORT: F303-PPP; BEBER: F01; ABCKZ: V; BUKRS: 2222; KOSTL: 2222I55221; PROID: D43/XX/B6-1303/RT1/PPP; TPLNR: 1303 -PSU /PUMP PRODUCT NO 04 |  |  | P04-GV01 |  |  | CRANE | GATE,ASTM A216 WCB |  |  | US
357 | UPDATE-1 | REGION 5 | TBBM MALANG | C | 1303-P04-GVO2/00 | 1303-P04-GV02/00 | 1303-P04-GV02/00 | 1303-P04-GV02/00 | OK | P04-GV02 |  | N |  | 01 |  | GATE VALVE DISCHARGE PUMP P-04 | SF_VALVE | GROES: 4IN-150PSI; IWERK: 1303; INGRP: 049; GEWRK: 1303-LJP; WERGW: 1303; RBNR: 7304; SWERK: 1303; STORT: F303-PPP; BEBER: F01; ABCKZ: V; BUKRS: 2222; KOSTL: 2222I55221; PROID: D43/XX/B6-1303/RT1/PPP; TPLNR: 1303 -PSU /PUMP PRODUCT NO 04 |  |  | P04-GV02 |  |  | CRANE | GATE,ASTM A216 WCB |  |  | US
358 | UPDATE-1 | REGION 5 | TBBM MALANG | C | 1303-P04-STR1/00 | 1303-P04-STR01/00 | 1303-P04-STR01/00 | 1303-P04-STR01/00 | OK | P04-STR01 |  | N |  | 01 |  | STRAINER PUMP P-04 | SF_VALVE | GROES: 6IN-150PSI; IWERK: 1303; INGRP: 049; GEWRK: 1303-LJP; WERGW: 1303; RBNR: 3902; SWERK: 1303; STORT: F303-PPP; BEBER: F01; ABCKZ: V; BUKRS: 2222; KOSTL: 2222I55221; PROID: D43/XX/B6-1303/RT1/PPP; TPLNR: 1303 -PSU /PUMP PRODUCT NO 04 |  |  | P04-STR01 |  |  | GLT | ASTM A216 WCB |  |  | IN
359 | UPDATE-1 | REGION 5 | TBBM MALANG | C | 1303-P04-CV02/00 | 1303-P04-CV02/00 | 1303-P04-CV02/00 | 1303-P04-CV02/00 | OK | P04-CV02 |  | N |  | 01 |  | CHECK VALVE DISCHARGE PUMP P-04 | SF_VALVE | GROES: 6IN-150PSI; IWERK: 1303; INGRP: 049; GEWRK: 1303-LJP; WERGW: 1303; RBNR: 7304; SWERK: 1303; STORT: F303-PPP; BEBER: F01; ABCKZ: Y; BUKRS: 2222; KOSTL: 2222I55221; PROID: D43/XX/B6-1303/RT1/PPP; TPLNR: 1303 -PSU /PUMP PRODUCT NO 04 |  |  | P04-CV02 |  |  | CRANE | SWING,ASTM A216 WCB |  |  | US
360 | UPDATE-1 | REGION 5 | TBBM MALANG | C | 1303-P04-PG02/00 | 1303-P04-PG02/00 | 1303-P04-PG02/00 | 1303-P04-PG02/00 | OK | P04-PG02 |  | I |  | 01 |  | PRESSURE GAUGE,PUMP P-04 | SF_INS_INDICATOR | GROES: 0-16KG/CM2; IWERK: 1303; INGRP: 049; GEWRK: 1303-LJP; WERGW: 1303; RBNR: 6899; SWERK: 1303; STORT: F303-PPP; BEBER: F01; ABCKZ: T; BUKRS: 2222; KOSTL: 2222I55221; PROID: D43/XX/B6-1303/RT1/PPP; TPLNR: 1303 -PSU /PUMP PRODUCT NO 04 |  |  | P04-PG02 |  |  | WIKA | KONVENTIONAL |  |  | DE
361 | UPDATE-1 | REGION 5 | TBBM MALANG | C | 1303-P04-PG01/00 | 1303-P04-PG01/00 | 1303-P04-PG01/00 | 1303-P04-PG01/00 | OK | P04-PG01 |  | I |  | 01 |  | VACUUM GAUGE,PUMP P-04 | SF_INS_INDICATOR | GROES: -76 TO 0CMHG; IWERK: 1303; INGRP: 049; GEWRK: 1303-LJP; WERGW: 1303; RBNR: 6899; SWERK: 1303; STORT: F303-PPP; BEBER: F01; ABCKZ: T; BUKRS: 2222; KOSTL: 2222I55221; PROID: D43/XX/B6-1303/RT1/PPP; TPLNR: 1303 -PSU /PUMP PRODUCT NO 04 |  |  | P04-PG01 |  |  | WIKA | KONVENTIONAL |  |  | DE
362 | UPDATE-1 | REGION 5 | TBBM MALANG | C | 1303-P04-PRV01/00 | 1303-P04-PRV01/00 | 1303-P04-PRV01/00 | 1303-P04-PRV01/00 | OK | P04-PRV01 | SECE | F |  | 01 | SECE | PRESS RELIEF VALVE PUMP P-04 | SF_PRV | GROES: 1.5X1.5IN-150RF; IWERK: 1303; INGRP: 049; GEWRK: 1303-LJP; WERGW: 1303; RBNR: 3602; SWERK: 1303; STORT: F303-PPP; BEBER: F01; ABCKZ: V; BUKRS: 2222; KOSTL: 2222I55221; PROID: D43/XX/B6-1303/RT1/PPP; TPLNR: 1303 -PSU /PUMP PRODUCT NO 04 |  |  | P04-PRV01 |  |  | SAFETY 317 VALVE | S3F-A |  |  | TW | [21 empty] | 2595/SQ/PRV/X/2023
363 | UPDATE-1 | REGION 5 | TBBM MALANG | C | 1303-P04-GND01/00 | 1303-P04-GND01/00 | 1303-P04-GND01/00 | 1303-P04-GND01/00 | OK | P04-GND01 |  | E |  | 01 |  | GROUNDING PUMP P-04 | SF_GROUNDING | GROES: 50MM,<5OHM; IWERK: 1303; INGRP: 049; GEWRK: 1303-LJP; WERGW: 1303; RBNR: 8899; SWERK: 1303; STORT: F303-PPP; BEBER: F01; ABCKZ: V; BUKRS: 2222; KOSTL: 2222I55221; PROID: D43/XX/B6-1303/RT1/PPP; TPLNR: 1303 -PSU /PUMP PRODUCT NO 04 |  |  | P04-GND01 |  |  |  | ROD |  |  | -
364 | UPDATE-1 | REGION 5 | TBBM MALANG | C | 1303-P04-FLI1/00 | 1303-P04-FL01/00 | 1303-P04-FL01/00 | 1303-P04-FL01/00 | OK | P04-FL01 |  | N |  | 01 |  | FLEXIBLE JOINT SUCTION PUMP P-04 | SF_FLEXIBLE_JOINT | GROES: 4IN-150PSI; IWERK: 1303; INGRP: 049; GEWRK: 1303-LJP; WERGW: 1303; RBNR: 4099; SWERK: 1303; STORT: F303-PPP; BEBER: F01; ABCKZ: T; BUKRS: 2222; KOSTL: 2222I55221; PROID: D43/XX/B6-1303/RT1/PPP; TPLNR: 1303 -PSU /PUMP PRODUCT NO 04 |  |  | P04-FL01 |  |  | SINGAFLEX | SSH 1 SINGLE BRAID |  |  | SG
365 | UPDATE-1 | REGION 5 | TBBM MALANG | C | 1303-P04-FLO2/00 | 1303-P04-FL02/00 | 1303-P04-FL02/00 | 1303-P04-FL02/00 | OK | P04-FL02 |  | N |  | 01 |  | FLEXIBLE JOINT DISCHARGE PUMP P-04 | SF_FLEXIBLE_JOINT | GROES: 4IN-150PSI; IWERK: 1303; INGRP: 049; GEWRK: 1303-LJP; WERGW: 1303; RBNR: 4099; SWERK: 1303; STORT: F303-PPP; BEBER: F01; ABCKZ: T; BUKRS: 2222; KOSTL: 2222I55221; PROID: D43/XX/B6-1303/RT1/PPP; TPLNR: 1303 -PSU /PUMP PRODUCT NO 04 |  |  | P04-FL02 |  |  | SINGAFLEX | SSH 1 SINGLE BRAID |  |  | SG
366 | UPDATE-1 | REGION 5 | TBBM MALANG | C | 1303-PL-P05/00 | 1303-PSU-P05/00 | 1303-PSU-P05/00 | 1303-PSU-P05/00 | OK | PSU-P05 | PCE | R |  | 01 | PCE | PUMP PRODUCT P-05 | SF_POMPA | GROES: 264GPM, 15.65M; IWERK: 1303; INGRP: 049; GEWRK: 1303-LJP; WERGW: 1303; RBNR: 1802; SWERK: 1303; STORT: F303-PPP; BEBER: F01; ABCKZ: V; BUKRS: 2222; KOSTL: 2222I55221; PROID: D43/XX/B6-1303/RT1/PPP; TPLNR: 1303 -PSU /PUMP PRODUCT NO 05 |  |  | PSU-P05 |  |  | STORK COMPEN | SM |  |  | NL | [21 empty] | 0985/SQ/PM/X/2023
367 | UPDATE-1 | REGION 5 | TBBM MALANG | C | 1303-P05-EM01/00 | 1303-P05-EM01/00 | 1303-P05-EM01/00 | 1303-P05-EM01/00 | OK | P05-EM01 | PCE | E |  | 01 | PCE | MOTOR DRIVER PUMP P-05 | SF_DRIVER_PUMP | GROES: 2.925RPM; IWERK: 1303; INGRP: 049; GEWRK: 1303-LJP; WERGW: 1303; RBNR: 9202; SWERK: 1303; STORT: F303-PPP; BEBER: F01; ABCKZ: V; BUKRS: 2222; KOSTL: 2222I55221; PROID: D43/XX/B6-1303/RT1/PPP; TPLNR: 1303 -PSU /PUMP PRODUCT NO 05 |  |  | P05-EM01 |  |  | AEG | AM180MR2EX |  |  | DE
368 | UPDATE-1 | REGION 5 | TBBM MALANG | C | 1303-P05-GVI1/00 | 1303-P05-GV01/00 | 1303-P05-GV01/00 | 1303-P05-GV01/00 | OK | P05-GV01 |  | N |  | 01 |  | GATE VALVE SUCTION PUMP P-05 | SF_VALVE | GROES: 4IN-150PSI; IWERK: 1303; INGRP: 049; GEWRK: 1303-LJP; WERGW: 1303; RBNR: 7304; SWERK: 1303; STORT: F303-PPP; BEBER: F01; ABCKZ: V; BUKRS: 2222; KOSTL: 2222I55221; PROID: D43/XX/B6-1303/RT1/PPP; TPLNR: 1303 -PSU /PUMP PRODUCT NO 05 |  |  | P05-GV01 |  |  | CRANE | GATE,ASTM A216 WCB |  |  | US
369 | UPDATE-1 | REGION 5 | TBBM MALANG | C | 1303-P05-GVO2/00 | 1303-P05-GV02/00 | 1303-P05-GV02/00 | 1303-P05-GV02/00 | OK | P05-GV02 |  | N |  | 01 |  | GATE VALVE DISCHARGE PUMP P-05 | SF_VALVE | GROES: 4IN-150PSI; IWERK: 1303; INGRP: 049; GEWRK: 1303-LJP; WERGW: 1303; RBNR: 7304; SWERK: 1303; STORT: F303-PPP; BEBER: F01; ABCKZ: V; BUKRS: 2222; KOSTL: 2222I55221; PROID: D43/XX/B6-1303/RT1/PPP; TPLNR: 1303 -PSU /PUMP PRODUCT NO 05 |  |  | P05-GV02 |  |  | CRANE | GATE,ASTM A216 WCB |  |  | US
370 | UPDATE-1 | REGION 5 | TBBM MALANG | C | 1303-P05-STR1/00 | 1303-P05-STR01/00 | 1303-P05-STR01/00 | 1303-P05-STR01/00 | OK | P05-STR01 |  | N |  | 01 |  | STRAINER PUMP P-05 | SF_VALVE | GROES: 6IN-150PSI; IWERK: 1303; INGRP: 049; GEWRK: 1303-LJP; WERGW: 1303; RBNR: 3902; SWERK: 1303; STORT: F303-PPP; BEBER: F01; ABCKZ: V; BUKRS: 2222; KOSTL: 2222I55221; PROID: D43/XX/B6-1303/RT1/PPP; TPLNR: 1303 -PSU /PUMP PRODUCT NO 05 |  |  | P05-STR01 |  |  | GLT | ASTM A216 WCB |  |  | IN
371 | UPDATE-1 | REGION 5 | TBBM MALANG | C | 1303-P05-CV02/00 | 1303-P05-CV02/00 | 1303-P05-CV02/00 | 1303-P05-CV02/00 | OK | P05-CV02 |  | N |  | 01 |  | CHECK VALVE DISCHARGE PUMP P-05 | SF_VALVE | GROES: 6IN-150PSI; IWERK: 1303; INGRP: 049; GEWRK: 1303-LJP; WERGW: 1303; RBNR: 7304; SWERK: 1303; STORT: F303-PPP; BEBER: F01; ABCKZ: Y; BUKRS: 2222; KOSTL: 2222I55221; PROID: D43/XX/B6-1303/RT1/PPP; TPLNR: 1303 -PSU /PUMP PRODUCT NO 05 |  |  | P05-CV02 |  |  | CRANE | SWING,ASTM A216 WCB |  |  | US
372 | UPDATE-1 | REGION 5 | TBBM MALANG | C | 1303-P05-PG02/00 | 1303-P05-PG02/00 | 1303-P05-PG02/00 | 1303-P05-PG02/00 | OK | P05-PG02 |  | I |  | 01 |  | PRESSURE GAUGE,PUMP P-05 | SF_INS_INDICATOR | GROES: 0-20KG/CM2; IWERK: 1303; INGRP: 049; GEWRK: 1303-LJP; WERGW: 1303; RBNR: 6899; SWERK: 1303; STORT: F303-PPP; BEBER: F01; ABCKZ: T; BUKRS: 2222; KOSTL: 2222I55221; PROID: D43/XX/B6-1303/RT1/PPP; TPLNR: 1303 -PSU /PUMP PRODUCT NO 05 |  |  | P05-PG02 |  |  | ASHCROFT | KONVENTIONAL |  |  | US
373 | UPDATE-1 | REGION 5 | TBBM MALANG | C | 1303-P05-PG01/00 | 1303-P05-PG01/00 | 1303-P05-PG01/00 | 1303-P05-PG01/00 | OK | P05-PG01 |  | I |  | 01 |  | VACUUM GAUGE,PUMP P-05 | SF_INS_INDICATOR | GROES: 0-20KG/CM2; IWERK: 1303; INGRP: 049; GEWRK: 1303-LJP; WERGW: 1303; RBNR: 6899; SWERK: 1303; STORT: F303-PPP; BEBER: F01; ABCKZ: T; BUKRS: 2222; KOSTL: 2222I55221; PROID: D43/XX/B6-1303/RT1/PPP; TPLNR: 1303 -PSU /PUMP PRODUCT NO 05 |  |  | P05-PG01 |  |  | ASHCROFT | KONVENTIONAL |  |  | US
374 | UPDATE-1 | REGION 5 | TBBM MALANG | C | 1303-P05-PRV01/00 | 1303-P05-PRV01/00 | 1303-P05-PRV01/00 | 1303-P05-PRV01/00 | OK | P05-PRV01 | SECE | F |  | 01 | SECE | PRESS RELIEF VALVE PUMP P-05 | SF_PRV | GROES: 1.5X1.5IN-150RF; IWERK: 1303; INGRP: 049; GEWRK: 1303-LJP; WERGW: 1303; RBNR: 3602; SWERK: 1303; STORT: F303-PPP; BEBER: F01; ABCKZ: V; BUKRS: 2222; KOSTL: 2222I55221; PROID: D43/XX/B6-1303/RT1/PPP; TPLNR: 1303 -PSU /PUMP PRODUCT NO 05 |  |  | P05-PRV01 |  |  | SAFETY 317 VALVE | S3F-A |  |  | TW | [21 empty] | 2596/SQ/PRV/X/2023
375 | UPDATE-1 | REGION 5 | TBBM MALANG | C | 1303-P05-GND01/00 | 1303-P05-GND01/00 | 1303-P05-GND01/00 | 1303-P05-GND01/00 | OK | P05-GND01 |  | E |  | 01 |  | GROUNDING PUMP P-05 | SF_GROUNDING | GROES: 50MM,<5OHM; IWERK: 1303; INGRP: 049; GEWRK: 1303-LJP; WERGW: 1303; RBNR: 8899; SWERK: 1303; STORT: F303-PPP; BEBER: F01; ABCKZ: V; BUKRS: 2222; KOSTL: 2222I55221; PROID: D43/XX/B6-1303/RT1/PPP; TPLNR: 1303 -PSU /PUMP PRODUCT NO 05 |  |  | P05-GND01 |  |  |  | ROD |  |  | -
376 | UPDATE-1 | REGION 5 | TBBM MALANG | C | 1303-P05-FLI1/00 | 1303-P05-FL01/00 | 1303-P05-FL01/00 | 1303-P05-FL01/00 | OK | P05-FL01 |  | N |  | 01 |  | FLEXIBLE JOINT SUCTION PUMP P-05 | SF_FLEXIBLE_JOINT | GROES: 4IN-150PSI; IWERK: 1303; INGRP: 049; GEWRK: 1303-LJP; WERGW: 1303; RBNR: 4099; SWERK: 1303; STORT: F303-PPP; BEBER: F01; ABCKZ: T; BUKRS: 2222; KOSTL: 2222I55221; PROID: D43/XX/B6-1303/RT1/PPP; TPLNR: 1303 -PSU /PUMP PRODUCT NO 05 |  |  | P05-FL01 |  |  | SINGAFLEX | SSH 1 SINGLE BRAID |  |  | SG
377 | UPDATE-1 | REGION 5 | TBBM MALANG | C | 1303-P05-FLO2/00 | 1303-P05-FL02/00 | 1303-P05-FL02/00 | 1303-P05-FL02/00 | OK | P05-FL02 |  | N |  | 01 |  | FLEXIBLE JOINT DISCHARGE PUMP P-05 | SF_FLEXIBLE_JOINT | GROES: 4IN-150PSI; IWERK: 1303; INGRP: 049; GEWRK: 1303-LJP; WERGW: 1303; RBNR: 4099; SWERK: 1303; STORT: F303-PPP; BEBER: F01; ABCKZ: T; BUKRS: 2222; KOSTL: 2222I55221; PROID: D43/XX/B6-1303/RT1/PPP; TPLNR: 1303 -PSU /PUMP PRODUCT NO 05 |  |  | P05-FL02 |  |  | SINGAFLEX | SSH 1 SINGLE BRAID |  |  | SG
378 | UPDATE-1 | REGION 5 | TBBM MALANG | C | 1303-PL-P06/00 | 1303-PSU-P06/00 | 1303-PSU-P06/00 | 1303-PSU-P06/00 | OK | PSU-P06 | PCE | R |  | 01 | PCE | PUMP PRODUCT P-06 | SF_POMPA | GROES: 286GPM, 17.23M; IWERK: 1303; INGRP: 049; GEWRK: 1303-LJP; WERGW: 1303; RBNR: 1802; SWERK: 1303; STORT: F303-PPP; BEBER: F01; ABCKZ: V; BUKRS: 2222; KOSTL: 2222I55221; PROID: D43/XX/B6-1303/RT1/PPP; TPLNR: 1303 -PSU /PUMP PRODUCT NO 06 |  |  | PSU-P06 |  |  | SULZER | ZE 80-2250 |  |  | CH | [21 empty] | 0986/SQ/PM/X/2023
379 | UPDATE-1 | REGION 5 | TBBM MALANG | C | 1303-P06-EM01/00 | 1303-P06-EM01/00 | 1303-P06-EM01/00 | 1303-P06-EM01/00 | OK | P06-EM01 | PCE | E |  | 01 | PCE | MOTOR DRIVER PUMP P-06 | SF_DRIVER_PUMP | GROES: 2.930RPM; IWERK: 1303; INGRP: 049; GEWRK: 1303-LJP; WERGW: 1303; RBNR: 9202; SWERK: 1303; STORT: F303-PPP; BEBER: F01; ABCKZ: V; BUKRS: 2222; KOSTL: 2222I55221; PROID: D43/XX/B6-1303/RT1/PPP; TPLNR: 1303 -PSU /PUMP PRODUCT NO 06 |  |  | P06-EM01 |  |  | SIEMENS | D-91056 |  |  | DE
380 | UPDATE-1 | REGION 5 | TBBM MALANG | C | 1303-P06-GVI1/00 | 1303-P06-GV01/00 | 1303-P06-GV01/00 | 1303-P06-GV01/00 | OK | P06-GV01 |  | N |  | 01 |  | GATE VALVE SUCTION PUMP P-06 | SF_VALVE | GROES: 4IN-150PSI; IWERK: 1303; INGRP: 049; GEWRK: 1303-LJP; WERGW: 1303; RBNR: 7304; SWERK: 1303; STORT: F303-PPP; BEBER: F01; ABCKZ: V; BUKRS: 2222; KOSTL: 2222I55221; PROID: D43/XX/B6-1303/RT1/PPP; TPLNR: 1303 -PSU /PUMP PRODUCT NO 06 |  |  | P06-GV01 |  |  | CRANE | GATE,ASTM A216 WCB |  |  | US
381 | UPDATE-1 | REGION 5 | TBBM MALANG | C | 1303-P06-GVO2/00 | 1303-P06-GV02/00 | 1303-P06-GV02/00 | 1303-P06-GV02/00 | OK | P06-GV02 |  | N |  | 01 |  | GATE VALVE DISCHARGE PUMP P-06 | SF_VALVE | GROES: 4IN-150PSI; IWERK: 1303; INGRP: 049; GEWRK: 1303-LJP; WERGW: 1303; RBNR: 7304; SWERK: 1303; STORT: F303-PPP; BEBER: F01; ABCKZ: V; BUKRS: 2222; KOSTL: 2222I55221; PROID: D43/XX/B6-1303/RT1/PPP; TPLNR: 1303 -PSU /PUMP PRODUCT NO 06 |  |  | P06-GV02 |  |  | CRANE | GATE,ASTM A216 WCB |  |  | US
382 | UPDATE-1 | REGION 5 | TBBM MALANG | C | 1303-P06-STR1/00 | 1303-P06-STR01/00 | 1303-P06-STR01/00 | 1303-P06-STR01/00 | OK | P06-STR01 |  | N |  | 01 |  | STRAINER PUMP P-06 | SF_VALVE | GROES: 6IN-150PSI; IWERK: 1303; INGRP: 049; GEWRK: 1303-LJP; WERGW: 1303; RBNR: 3902; SWERK: 1303; STORT: F303-PPP; BEBER: F01; ABCKZ: V; BUKRS: 2222; KOSTL: 2222I55221; PROID: D43/XX/B6-1303/RT1/PPP; TPLNR: 1303 -PSU /PUMP PRODUCT NO 06 |  |  | P06-STR01 |  |  | GLT | ASTM A216 WCB |  |  | IN
383 | UPDATE-1 | REGION 5 | TBBM MALANG | C | 1303-P06-CV02/00 | 1303-P06-CV02/00 | 1303-P06-CV02/00 | 1303-P06-CV02/00 | OK | P06-CV02 |  | N |  | 01 |  | CHECK VALVE DISCHARGE PUMP P-06 | SF_VALVE | GROES: 6IN-150PSI; IWERK: 1303; INGRP: 049; GEWRK: 1303-LJP; WERGW: 1303; RBNR: 7304; SWERK: 1303; STORT: F303-PPP; BEBER: F01; ABCKZ: Y; BUKRS: 2222; KOSTL: 2222I55221; PROID: D43/XX/B6-1303/RT1/PPP; TPLNR: 1303 -PSU /PUMP PRODUCT NO 06 |  |  | P06-CV02 |  |  | CRANE | SWING,ASTM A216 WCB |  |  | US
384 | UPDATE-1 | REGION 5 | TBBM MALANG | C | 1303-P06-PG02/00 | 1303-P06-PG02/00 | 1303-P06-PG02/00 | 1303-P06-PG02/00 | OK | P06-PG02 |  | I |  | 01 |  | PRESSURE GAUGE,PUMP P-06 | SF_INS_INDICATOR | GROES: 0-10KG/CM2; IWERK: 1303; INGRP: 049; GEWRK: 1303-LJP; WERGW: 1303; RBNR: 6899; SWERK: 1303; STORT: F303-PPP; BEBER: F01; ABCKZ: T; BUKRS: 2222; KOSTL: 2222I55221; PROID: D43/XX/B6-1303/RT1/PPP; TPLNR: 1303 -PSU /PUMP PRODUCT NO 06 |  |  | P06-PG02 |  |  | WIKA | KONVENTIONAL |  |  | DE
385 | UPDATE-1 | REGION 5 | TBBM MALANG | C | 1303-P06-PG01/00 | 1303-P06-PG01/00 | 1303-P06-PG01/00 | 1303-P06-PG01/00 | OK | P06-PG01 |  | I |  | 01 |  | VACUUM GAUGE,PUMP P-06 | SF_INS_INDICATOR | GROES: -1 TO 3KG/CM2; IWERK: 1303; INGRP: 049; GEWRK: 1303-LJP; WERGW: 1303; RBNR: 6899; SWERK: 1303; STORT: F303-PPP; BEBER: F01; ABCKZ: T; BUKRS: 2222; KOSTL: 2222I55221; PROID: D43/XX/B6-1303/RT1/PPP; TPLNR: 1303 -PSU /PUMP PRODUCT NO 06 |  |  | P06-PG01 |  |  | ASHCROFT | KONVENTIONAL |  |  | US
386 | UPDATE-1 | REGION 5 | TBBM MALANG | C | 1303-P06-PRV01/00 | 1303-P06-PRV01/00 | 1303-P06-PRV01/00 | 1303-P06-PRV01/00 | OK | P06-PRV01 | SECE | F |  | 01 | SECE | PRESS RELIEF VALVE PUMP P-06 | SF_PRV | GROES: 1.5X1.5IN-150RF; IWERK: 1303; INGRP: 049; GEWRK: 1303-LJP; WERGW: 1303; RBNR: 3602; SWERK: 1303; STORT: F303-PPP; BEBER: F01; ABCKZ: V; BUKRS: 2222; KOSTL: 2222I55221; PROID: D43/XX/B6-1303/RT1/PPP; TPLNR: 1303 -PSU /PUMP PRODUCT NO 06 |  |  | P06-PRV01 |  |  | SAFETY 317 VALVE | S3F-A |  |  | TW | [21 empty] | 2597/SQ/PRV/X/2023
387 | UPDATE-1 | REGION 5 | TBBM MALANG | C | 1303-P06-GND01/00 | 1303-P06-GND01/00 | 1303-P06-GND01/00 | 1303-P06-GND01/00 | OK | P06-GND01 |  | E |  | 01 |  | GROUNDING PUMP P-06 | SF_GROUNDING | GROES: 50MM,<5OHM; IWERK: 1303; INGRP: 049; GEWRK: 1303-LJP; WERGW: 1303; RBNR: 8899; SWERK: 1303; STORT: F303-PPP; BEBER: F01; ABCKZ: V; BUKRS: 2222; KOSTL: 2222I55221; PROID: D43/XX/B6-1303/RT1/PPP; TPLNR: 1303 -PSU /PUMP PRODUCT NO 06 |  |  | P06-GND01 |  |  |  | ROD |  |  | -
388 | UPDATE-1 | REGION 5 | TBBM MALANG | C | 1303-P06-FLI1/00 | 1303-P06-FL01/00 | 1303-P06-FL01/00 | 1303-P06-FL01/00 | OK | P06-FL01 |  | N |  | 01 |  | FLEXIBLE JOINT SUCTION PUMP P-06 | SF_FLEXIBLE_JOINT | GROES: 4IN-150PSI; IWERK: 1303; INGRP: 049; GEWRK: 1303-LJP; WERGW: 1303; RBNR: 4099; SWERK: 1303; STORT: F303-PPP; BEBER: F01; ABCKZ: T; BUKRS: 2222; KOSTL: 2222I55221; PROID: D43/XX/B6-1303/RT1/PPP; TPLNR: 1303 -PSU /PUMP PRODUCT NO 06 |  |  | P06-FL01 |  |  | SINGAFLEX | SSH 1 SINGLE BRAID |  |  | SG
389 | UPDATE-1 | REGION 5 | TBBM MALANG | C | 1303-P06-FLO2/00 | 1303-P06-FL02/00 | 1303-P06-FL02/00 | 1303-P06-FL02/00 | OK | P06-FL02 |  | N |  | 01 |  | FLEXIBLE JOINT DISCHARGE PUMP P-06 | SF_FLEXIBLE_JOINT | GROES: 4IN-150PSI; IWERK: 1303; INGRP: 049; GEWRK: 1303-LJP; WERGW: 1303; RBNR: 4099; SWERK: 1303; STORT: F303-PPP; BEBER: F01; ABCKZ: T; BUKRS: 2222; KOSTL: 2222I55221; PROID: D43/XX/B6-1303/RT1/PPP; TPLNR: 1303 -PSU /PUMP PRODUCT NO 06 |  |  | P06-FL02 |  |  | SINGAFLEX | SSH 1 SINGLE BRAID |  |  | SG
390 | UPDATE-1 | REGION 5 | TBBM MALANG | C | 1303-PL-P07/00 | 1303-PSU-P07/00 | 1303-PSU-P07/00 | 1303-PSU-P07/00 | OK | PSU-P07 | PCE | R |  | 01 | PCE | PUMP PRODUCT P-07 | SF_POMPA | GROES: 484GPM, 39.52M; IWERK: 1303; INGRP: 049; GEWRK: 1303-LJP; WERGW: 1303; RBNR: 1802; SWERK: 1303; STORT: F303-PPP; BEBER: F01; ABCKZ: V; BUKRS: 2222; KOSTL: 2222I55221; PROID: D43/XX/B6-1303/RT1/PPP; TPLNR: 1303 -PSU /PUMP PRODUCT NO 07 |  |  | PSU-P07 |  |  | SULZER | ZE 80-2250 |  |  | CH | [21 empty] | 0987/SQ/PM/X/2023
391 | UPDATE-1 | REGION 5 | TBBM MALANG | C | 1303-P07-EM01/00 | 1303-P07-EM01/00 | 1303-P07-EM01/00 | 1303-P07-EM01/00 | OK | P07-EM01 | PCE | E |  | 01 | PCE | MOTOR DRIVER PUMP P-07 | SF_DRIVER_PUMP | GROES: 2.975RPM; IWERK: 1303; INGRP: 049; GEWRK: 1303-LJP; WERGW: 1303; RBNR: 9202; SWERK: 1303; STORT: F303-PPP; BEBER: F01; ABCKZ: V; BUKRS: 2222; KOSTL: 2222I55221; PROID: D43/XX/B6-1303/RT1/PPP; TPLNR: 1303 -PSU /PUMP PRODUCT NO 07 |  |  | P07-EM01 |  |  | SIEMENS | D-91056 ERLANGEN |  |  | DE
392 | UPDATE-1 | REGION 5 | TBBM MALANG | C | 1303-P07-GVI1/00 | 1303-P07-GV01/00 | 1303-P07-GV01/00 | 1303-P07-GV01/00 | OK | P07-GV01 |  | N |  | 01 |  | GATE VALVE SUCTION PUMP P-07 | SF_VALVE | GROES: 4IN-150PSI; IWERK: 1303; INGRP: 049; GEWRK: 1303-LJP; WERGW: 1303; RBNR: 7304; SWERK: 1303; STORT: F303-PPP; BEBER: F01; ABCKZ: V; BUKRS: 2222; KOSTL: 2222I55221; PROID: D43/XX/B6-1303/RT1/PPP; TPLNR: 1303 -PSU /PUMP PRODUCT NO 07 |  |  | P07-GV01 |  |  | CRANE | GATE,ASTM A216 WCB |  |  | US
393 | UPDATE-1 | REGION 5 | TBBM MALANG | C | 1303-P07-GVO2/00 | 1303-P07-GV02/00 | 1303-P07-GV02/00 | 1303-P07-GV02/00 | OK | P07-GV02 |  | N |  | 01 |  | GATE VALVE DISCHARGE PUMP P-07 | SF_VALVE | GROES: 4IN-150PSI; IWERK: 1303; INGRP: 049; GEWRK: 1303-LJP; WERGW: 1303; RBNR: 7304; SWERK: 1303; STORT: F303-PPP; BEBER: F01; ABCKZ: V; BUKRS: 2222; KOSTL: 2222I55221; PROID: D43/XX/B6-1303/RT1/PPP; TPLNR: 1303 -PSU /PUMP PRODUCT NO 07 |  |  | P07-GV02 |  |  | CRANE | GATE,ASTM A216 WCB |  |  | US
394 | UPDATE-1 | REGION 5 | TBBM MALANG | C | 1303-P07-STR1/00 | 1303-P07-STR01/00 | 1303-P07-STR01/00 | 1303-P07-STR01/00 | OK | P07-STR01 |  | N |  | 01 |  | STRAINER PUMP P-07 | SF_VALVE | GROES: 6IN-150PSI; IWERK: 1303; INGRP: 049; GEWRK: 1303-LJP; WERGW: 1303; RBNR: 3902; SWERK: 1303; STORT: F303-PPP; BEBER: F01; ABCKZ: V; BUKRS: 2222; KOSTL: 2222I55221; PROID: D43/XX/B6-1303/RT1/PPP; TPLNR: 1303 -PSU /PUMP PRODUCT NO 07 |  |  | P07-STR01 |  |  | GLT | ASTM A216 WCB |  |  | IN
395 | UPDATE-1 | REGION 5 | TBBM MALANG | C | 1303-P07-CV02/00 | 1303-P07-CV02/00 | 1303-P07-CV02/00 | 1303-P07-CV02/00 | OK | P07-CV02 |  | N |  | 01 |  | CHECK VALVE DISCHARGE PUMP P-07 | SF_VALVE | GROES: 6IN-150PSI; IWERK: 1303; INGRP: 049; GEWRK: 1303-LJP; WERGW: 1303; RBNR: 7304; SWERK: 1303; STORT: F303-PPP; BEBER: F01; ABCKZ: Y; BUKRS: 2222; KOSTL: 2222I55221; PROID: D43/XX/B6-1303/RT1/PPP; TPLNR: 1303 -PSU /PUMP PRODUCT NO 07 |  |  | P07-CV02 |  |  | CRANE | SWING,ASTM A216 WCB |  |  | US
396 | UPDATE-1 | REGION 5 | TBBM MALANG | C | 1303-P07-PG02/00 | 1303-P07-PG02/00 | 1303-P07-PG02/00 | 1303-P07-PG02/00 | OK | P07-PG02 |  | I |  | 01 |  | PRESSURE GAUGE,PUMP P-07 | SF_INS_INDICATOR | GROES: 0-16KG/CM2; IWERK: 1303; INGRP: 049; GEWRK: 1303-LJP; WERGW: 1303; RBNR: 6899; SWERK: 1303; STORT: F303-PPP; BEBER: F01; ABCKZ: T; BUKRS: 2222; KOSTL: 2222I55221; PROID: D43/XX/B6-1303/RT1/PPP; TPLNR: 1303 -PSU /PUMP PRODUCT NO 07 |  |  | P07-PG02 |  |  | ASHCROFT | KONVENTIONAL |  |  | US
397 | UPDATE-1 | REGION 5 | TBBM MALANG | C | 1303-P07-PG01/00 | 1303-P07-PG01/00 | 1303-P07-PG01/00 | 1303-P07-PG01/00 | OK | P07-PG01 |  | I |  | 01 |  | VACUUM GAUGE,PUMP P-07 | SF_INS_INDICATOR | GROES: -1 TO 3KG/CM2; IWERK: 1303; INGRP: 049; GEWRK: 1303-LJP; WERGW: 1303; RBNR: 6899; SWERK: 1303; STORT: F303-PPP; BEBER: F01; ABCKZ: T; BUKRS: 2222; KOSTL: 2222I55221; PROID: D43/XX/B6-1303/RT1/PPP; TPLNR: 1303 -PSU /PUMP PRODUCT NO 07 |  |  | P07-PG01 |  |  | ASHCROFT | KONVENTIONAL |  |  | US
398 | UPDATE-1 | REGION 5 | TBBM MALANG | C | 1303-P07-PRV01/00 | 1303-P07-PRV01/00 | 1303-P07-PRV01/00 | 1303-P07-PRV01/00 | OK | P07-PRV01 | SECE | F |  | 01 | SECE | PRESS RELIEF VALVE PUMP P-07 | SF_PRV | GROES: 1.5X1.5IN-150RF; IWERK: 1303; INGRP: 049; GEWRK: 1303-LJP; WERGW: 1303; RBNR: 3602; SWERK: 1303; STORT: F303-PPP; BEBER: F01; ABCKZ: V; BUKRS: 2222; KOSTL: 2222I55221; PROID: D43/XX/B6-1303/RT1/PPP; TPLNR: 1303 -PSU /PUMP PRODUCT NO 07 |  |  | P07-PRV01 |  |  | SAFETY 317 VALVE | S3F-A |  |  | TW | [21 empty] | 2598/SQ/PRV/X/2023
399 | UPDATE-1 | REGION 5 | TBBM MALANG | C | 1303-P07-GND01/00 | 1303-P07-GND01/00 | 1303-P07-GND01/00 | 1303-P07-GND01/00 | OK | P07-GND01 |  | E |  | 01 |  | GROUNDING PUMP P-07 | SF_GROUNDING | GROES: 50MM,<5OHM; IWERK: 1303; INGRP: 049; GEWRK: 1303-LJP; WERGW: 1303; RBNR: 8899; SWERK: 1303; STORT: F303-PPP; BEBER: F01; ABCKZ: V; BUKRS: 2222; KOSTL: 2222I55221; PROID: D43/XX/B6-1303/RT1/PPP; TPLNR: 1303 -PSU /PUMP PRODUCT NO 07 |  |  | P07-GND01 |  |  |  | ROD |  |  | -
400 | UPDATE-1 | REGION 5 | TBBM MALANG | C | 1303-P07-FLI1/00 | 1303-P07-FL01/00 | 1303-P07-FL01/00 | 1303-P07-FL01/00 | OK | P07-FL01 |  | N |  | 01 |  | FLEXIBLE JOINT SUCTION PUMP P-07 | SF_FLEXIBLE_JOINT | GROES: 4IN-150PSI; IWERK: 1303; INGRP: 049; GEWRK: 1303-LJP; WERGW: 1303; RBNR: 4099; SWERK: 1303; STORT: F303-PPP; BEBER: F01; ABCKZ: T; BUKRS: 2222; KOSTL: 2222I55221; PROID: D43/XX/B6-1303/RT1/PPP; TPLNR: 1303 -PSU /PUMP PRODUCT NO 07 |  |  | P07-FL01 |  |  | SINGAFLEX | SSH 1 SINGLE BRAID |  |  | SG
401 | UPDATE-1 | REGION 5 | TBBM MALANG | C | 1303-P07-FLO2/00 | 1303-P07-FL02/00 | 1303-P07-FL02/00 | 1303-P07-FL02/00 | OK | P07-FL02 |  | N |  | 01 |  | FLEXIBLE JOINT DISCHARGE PUMP P-07 | SF_FLEXIBLE_JOINT | GROES: 4IN-150PSI; IWERK: 1303; INGRP: 049; GEWRK: 1303-LJP; WERGW: 1303; RBNR: 4099; SWERK: 1303; STORT: F303-PPP; BEBER: F01; ABCKZ: T; BUKRS: 2222; KOSTL: 2222I55221; PROID: D43/XX/B6-1303/RT1/PPP; TPLNR: 1303 -PSU /PUMP PRODUCT NO 07 |  |  | P07-FL02 |  |  | SINGAFLEX | SSH 1 SINGLE BRAID |  |  | SG
402 | UPDATE-1 | REGION 5 | TBBM MALANG | C | 1303-PL-P08/00 | 1303-PSU-P08/00 | 1303-PSU-P08/00 | 1303-PSU-P08/00 | OK | PSU-P08 | PCE | R |  | 01 | PCE | PUMP PRODUCT P-08 | SF_POMPA | GROES: 500GPM, 68.62M; IWERK: 1303; INGRP: 049; GEWRK: 1303-LJP; WERGW: 1303; RBNR: 1802; SWERK: 1303; STORT: F303-PPP; BEBER: F01; ABCKZ: V; BUKRS: 2222; KOSTL: 2222I55221; PROID: D43/XX/B6-1303/RT1/PPP; TPLNR: 1303 -PSU /PUMP PRODUCT NO 08 |  |  | PSU-P08 |  |  | GOULDS PUMP | 3196 |  |  | US | [21 empty] | 0988/SQ/PM/X/2023
403 | UPDATE-1 | REGION 5 | TBBM MALANG | C | 1303-P08-EM01/00 | 1303-P08-EM01/00 | 1303-P08-EM01/00 | 1303-P08-EM01/00 | OK | P08-EM01 | PCE | E |  | 01 | PCE | MOTOR DRIVER PUMP P-08 | SF_DRIVER_PUMP | GROES: 1.500RPM; IWERK: 1303; INGRP: 049; GEWRK: 1303-LJP; WERGW: 1303; RBNR: 9202; SWERK: 1303; STORT: F303-PPP; BEBER: F01; ABCKZ: V; BUKRS: 2222; KOSTL: 2222I55221; PROID: D43/XX/B6-1303/RT1/PPP; TPLNR: 1303 -PSU /PUMP PRODUCT NO 08 |  |  | P08-EM01 |  |  | ABB | 1623376-3 |  |  | CH
404 | UPDATE-1 | REGION 5 | TBBM MALANG | C | 1303-P08-GVI1/00 | 1303-P08-GV01/00 | 1303-P08-GV01/00 | 1303-P08-GV01/00 | OK | P08-GV01 |  | N |  | 01 |  | GATE VALVE SUCTION PUMP P-08 | SF_VALVE | GROES: 4IN-150PSI; IWERK: 1303; INGRP: 049; GEWRK: 1303-LJP; WERGW: 1303; RBNR: 7304; SWERK: 1303; STORT: F303-PPP; BEBER: F01; ABCKZ: V; BUKRS: 2222; KOSTL: 2222I55221; PROID: D43/XX/B6-1303/RT1/PPP; TPLNR: 1303 -PSU /PUMP PRODUCT NO 08 |  |  | P08-GV01 |  |  | CRANE | GATE,ASTM A216 WCB |  |  | US
405 | UPDATE-1 | REGION 5 | TBBM MALANG | C | 1303-P08-GVO2/00 | 1303-P08-GV02/00 | 1303-P08-GV02/00 | 1303-P08-GV02/00 | OK | P08-GV02 |  | N |  | 01 |  | GATE VALVE DISCHARGE PUMP P-08 | SF_VALVE | GROES: 4IN-150PSI; IWERK: 1303; INGRP: 049; GEWRK: 1303-LJP; WERGW: 1303; RBNR: 7304; SWERK: 1303; STORT: F303-PPP; BEBER: F01; ABCKZ: V; BUKRS: 2222; KOSTL: 2222I55221; PROID: D43/XX/B6-1303/RT1/PPP; TPLNR: 1303 -PSU /PUMP PRODUCT NO 08 |  |  | P08-GV02 |  |  | CRANE | GATE,ASTM A216 WCB |  |  | US
406 | UPDATE-1 | REGION 5 | TBBM MALANG | C | 1303-P08-STR1/00 | 1303-P08-STR01/00 | 1303-P08-STR01/00 | 1303-P08-STR01/00 | OK | P08-STR01 |  | N |  | 01 |  | STRAINER PUMP P-08 | SF_VALVE | GROES: 6IN-150PSI; IWERK: 1303; INGRP: 049; GEWRK: 1303-LJP; WERGW: 1303; RBNR: 3902; SWERK: 1303; STORT: F303-PPP; BEBER: F01; ABCKZ: V; BUKRS: 2222; KOSTL: 2222I55221; PROID: D43/XX/B6-1303/RT1/PPP; TPLNR: 1303 -PSU /PUMP PRODUCT NO 08 |  |  | P08-STR01 |  |  | GLT | ASTM A216 WCB |  |  | IN
407 | UPDATE-1 | REGION 5 | TBBM MALANG | C | 1303-P08-CV02/00 | 1303-P08-CV02/00 | 1303-P08-CV02/00 | 1303-P08-CV02/00 | OK | P08-CV02 |  | N |  | 01 |  | CHECK VALVE DISCHARGE PUMP P-08 | SF_VALVE | GROES: 6IN-150PSI; IWERK: 1303; INGRP: 049; GEWRK: 1303-LJP; WERGW: 1303; RBNR: 7304; SWERK: 1303; STORT: F303-PPP; BEBER: F01; ABCKZ: Y; BUKRS: 2222; KOSTL: 2222I55221; PROID: D43/XX/B6-1303/RT1/PPP; TPLNR: 1303 -PSU /PUMP PRODUCT NO 08 |  |  | P08-CV02 |  |  | CRANE | SWING,ASTM A216 WCB |  |  | US
408 | UPDATE-1 | REGION 5 | TBBM MALANG | C | 1303-P08-PG02/00 | 1303-P08-PG02/00 | 1303-P08-PG02/00 | 1303-P08-PG02/00 | OK | P08-PG02 |  | I |  | 01 |  | PRESSURE GAUGE,PUMP P-08 | SF_INS_INDICATOR | GROES: -75 TO 0KG/CM2; IWERK: 1303; INGRP: 049; GEWRK: 1303-LJP; WERGW: 1303; RBNR: 6899; SWERK: 1303; STORT: F303-PPP; BEBER: F01; ABCKZ: T; BUKRS: 2222; KOSTL: 2222I55221; PROID: D43/XX/B6-1303/RT1/PPP; TPLNR: 1303 -PSU /PUMP PRODUCT NO 08 |  |  | P08-PG02 |  |  | WIKA | KONVENTIONAL |  |  | DE
409 | UPDATE-1 | REGION 5 | TBBM MALANG | C | 1303-P08-PG01/00 | 1303-P08-PG01/00 | 1303-P08-PG01/00 | 1303-P08-PG01/00 | OK | P08-PG01 |  | I |  | 01 |  | VACUUM GAUGE,PUMP P-08 | SF_INS_INDICATOR | GROES: 0-25KG/CM2; IWERK: 1303; INGRP: 049; GEWRK: 1303-LJP; WERGW: 1303; RBNR: 6899; SWERK: 1303; STORT: F303-PPP; BEBER: F01; ABCKZ: T; BUKRS: 2222; KOSTL: 2222I55221; PROID: D43/XX/B6-1303/RT1/PPP; TPLNR: 1303 -PSU /PUMP PRODUCT NO 08 |  |  | P08-PG01 |  |  | WIKA | KONVENTIONAL |  |  | DE
410 | UPDATE-1 | REGION 5 | TBBM MALANG | C | 1303-P08-PRV01/00 | 1303-P08-PRV01/00 | 1303-P08-PRV01/00 | 1303-P08-PRV01/00 | OK | P08-PRV01 | SECE | F |  | 01 | SECE | PRESS RELIEF VALVE PUMP P-08 | SF_PRV | GROES: 2INX3IN-150RF; IWERK: 1303; INGRP: 049; GEWRK: 1303-LJP; WERGW: 1303; RBNR: 3602; SWERK: 1303; STORT: F303-PPP; BEBER: F01; ABCKZ: V; BUKRS: 2222; KOSTL: 2222I55221; PROID: D43/XX/B6-1303/RT1/PPP; TPLNR: 1303 -PSU /PUMP PRODUCT NO 08 |  |  | P08-PRV01 |  |  | LESER | 52621622 |  |  | DE | [21 empty] | 2599/SQ/PRV/X/2023
411 | UPDATE-1 | REGION 5 | TBBM MALANG | C | 1303-P08-GND01/00 | 1303-P08-GND01/00 | 1303-P08-GND01/00 | 1303-P08-GND01/00 | OK | P08-GND01 |  | E |  | 01 |  | GROUNDING PUMP P-08 | SF_GROUNDING | GROES: 50MM,<5OHM; IWERK: 1303; INGRP: 049; GEWRK: 1303-LJP; WERGW: 1303; RBNR: 8899; SWERK: 1303; STORT: F303-PPP; BEBER: F01; ABCKZ: V; BUKRS: 2222; KOSTL: 2222I55221; PROID: D43/XX/B6-1303/RT1/PPP; TPLNR: 1303 -PSU /PUMP PRODUCT NO 08 |  |  | P08-GND01 |  |  |  | ROD |  |  | -
412 | UPDATE-1 | REGION 5 | TBBM MALANG | C | 1303-P08-FLI1/00 | 1303-P08-FL01/00 | 1303-P08-FL01/00 | 1303-P08-FL01/00 | OK | P08-FL01 |  | N |  | 01 |  | FLEXIBLE JOINT SUCTION PUMP P-08 | SF_FLEXIBLE_JOINT | GROES: 4IN-150PSI; IWERK: 1303; INGRP: 049; GEWRK: 1303-LJP; WERGW: 1303; RBNR: 4099; SWERK: 1303; STORT: F303-PPP; BEBER: F01; ABCKZ: T; BUKRS: 2222; KOSTL: 2222I55221; PROID: D43/XX/B6-1303/RT1/PPP; TPLNR: 1303 -PSU /PUMP PRODUCT NO 08 |  |  | P08-FL01 |  |  | SINGAFLEX | SSH 1 SINGLE BRAID |  |  | SG
413 | UPDATE-1 | REGION 5 | TBBM MALANG | C | 1303-P08-FLO2/00 | 1303-P08-FL02/00 | 1303-P08-FL02/00 | 1303-P08-FL02/00 | OK | P08-FL02 |  | N |  | 01 |  | FLEXIBLE JOINT DISCHARGE PUMP P-08 | SF_FLEXIBLE_JOINT | GROES: 4IN-150PSI; IWERK: 1303; INGRP: 049; GEWRK: 1303-LJP; WERGW: 1303; RBNR: 4099; SWERK: 1303; STORT: F303-PPP; BEBER: F01; ABCKZ: T; BUKRS: 2222; KOSTL: 2222I55221; PROID: D43/XX/B6-1303/RT1/PPP; TPLNR: 1303 -PSU /PUMP PRODUCT NO 08 |  |  | P08-FL02 |  |  | SINGAFLEX | SSH 1 SINGLE BRAID |  |  | SG
414 | UPDATE-1 | REGION 5 | TBBM MALANG | C | 1303-PL-P09/00 | 1303-PSU-P09/00 | 1303-PSU-P09/00 | 1303-PSU-P09/00 | OK | PSU-P09 | PCE | R |  | 01 | PCE | PUMP PRODUCT P-09 | SF_POMPA | GROES: 484GPM ,57.05M; IWERK: 1303; INGRP: 049; GEWRK: 1303-LJP; WERGW: 1303; RBNR: 1802; SWERK: 1303; STORT: F303-PPP; BEBER: F01; ABCKZ: V; BUKRS: 2222; KOSTL: 2222I55221; PROID: D43/XX/B6-1303/RT1/PPP; TPLNR: 1303 -PSU /PUMP PRODUCT NO 09 |  |  | PSU-P09 |  |  | SULZER | ZE100-2250 |  |  | CH | [21 empty] | 0989/SQ/PM/X/2023
415 | UPDATE-1 | REGION 5 | TBBM MALANG | C | 1303-P09-EM01/00 | 1303-P09-EM01/00 | 1303-P09-EM01/00 | 1303-P09-EM01/00 | OK | P09-EM01 | PCE | E |  | 01 | PCE | MOTOR DRIVER PUMP P-09 | SF_DRIVER_PUMP | GROES: 2.930RPM; IWERK: 1303; INGRP: 049; GEWRK: 1303-LJP; WERGW: 1303; RBNR: 9202; SWERK: 1303; STORT: F303-PPP; BEBER: F01; ABCKZ: V; BUKRS: 2222; KOSTL: 2222I55221; PROID: D43/XX/B6-1303/RT1/PPP; TPLNR: 1303 -PSU /PUMP PRODUCT NO 09 |  |  | P09-EM01 |  |  | SIEMENS | 1MAO 280-2YB90-Z |  |  | DE
416 | UPDATE-1 | REGION 5 | TBBM MALANG | C | 1303-P09-GVI1/00 | 1303-P09-GV01/00 | 1303-P09-GV01/00 | 1303-P09-GV01/00 | OK | P09-GV01 |  | N |  | 01 |  | GATE VALVE SUCTION PUMP P-09 | SF_VALVE | GROES: 4IN-150PSI; IWERK: 1303; INGRP: 049; GEWRK: 1303-LJP; WERGW: 1303; RBNR: 7304; SWERK: 1303; STORT: F303-PPP; BEBER: F01; ABCKZ: V; BUKRS: 2222; KOSTL: 2222I55221; PROID: D43/XX/B6-1303/RT1/PPP; TPLNR: 1303 -PSU /PUMP PRODUCT NO 09 |  |  | P09-GV01 |  |  | TOYO | GATE,ASTM A216 WCB |  |  | JP
417 | UPDATE-1 | REGION 5 | TBBM MALANG | C | 1303-P09-GVO2/00 | 1303-P09-GV02/00 | 1303-P09-GV02/00 | 1303-P09-GV02/00 | OK | P09-GV02 |  | N |  | 01 |  | GATE VALVE DISCHARGE PUMP P-09 | SF_VALVE | GROES: 4IN-150PSI; IWERK: 1303; INGRP: 049; GEWRK: 1303-LJP; WERGW: 1303; RBNR: 7304; SWERK: 1303; STORT: F303-PPP; BEBER: F01; ABCKZ: V; BUKRS: 2222; KOSTL: 2222I55221; PROID: D43/XX/B6-1303/RT1/PPP; TPLNR: 1303 -PSU /PUMP PRODUCT NO 09 |  |  | P09-GV02 |  |  | TOYO | GATE,ASTM A216 WCB |  |  | JP
418 | UPDATE-1 | REGION 5 | TBBM MALANG | C | 1303-P09-STR1/00 | 1303-P09-STR01/00 | 1303-P09-STR01/00 | 1303-P09-STR01/00 | OK | P09-STR01 |  | N |  | 01 |  | STRAINER PUMP P-09 | SF_VALVE | GROES: 6IN-150PSI; IWERK: 1303; INGRP: 049; GEWRK: 1303-LJP; WERGW: 1303; RBNR: 3902; SWERK: 1303; STORT: F303-PPP; BEBER: F01; ABCKZ: V; BUKRS: 2222; KOSTL: 2222I55221; PROID: D43/XX/B6-1303/RT1/PPP; TPLNR: 1303 -PSU /PUMP PRODUCT NO 09 |  |  | P09-STR01 |  |  | GLT | ASTM A216 WCB |  |  | IN
419 | UPDATE-1 | REGION 5 | TBBM MALANG | C | 1303-P09-CV02/00 | 1303-P09-CV02/00 | 1303-P09-CV02/00 | 1303-P09-CV02/00 | OK | P09-CV02 |  | N |  | 01 |  | CHECK VALVE DISCHARGE PUMP P-09 | SF_VALVE | GROES: 6IN-150PSI; IWERK: 1303; INGRP: 049; GEWRK: 1303-LJP; WERGW: 1303; RBNR: 7304; SWERK: 1303; STORT: F303-PPP; BEBER: F01; ABCKZ: Y; BUKRS: 2222; KOSTL: 2222I55221; PROID: D43/XX/B6-1303/RT1/PPP; TPLNR: 1303 -PSU /PUMP PRODUCT NO 09 |  |  | P09-CV02 |  |  | CRANE | SWING,ASTM A216 WCB |  |  | US
420 | UPDATE-1 | REGION 5 | TBBM MALANG | C | 1303-P09-PG02/00 | 1303-P09-PG02/00 | 1303-P09-PG02/00 | 1303-P09-PG02/00 | OK | P09-PG02 |  | I |  | 01 |  | PRESSURE GAUGE,PUMP P-09 | SF_INS_INDICATOR | GROES: 0-10KG/CM2; IWERK: 1303; INGRP: 049; GEWRK: 1303-LJP; WERGW: 1303; RBNR: 6899; SWERK: 1303; STORT: F303-PPP; BEBER: F01; ABCKZ: T; BUKRS: 2222; KOSTL: 2222I55221; PROID: D43/XX/B6-1303/RT1/PPP; TPLNR: 1303 -PSU /PUMP PRODUCT NO 09 |  |  | P09-PG02 |  |  | WIKA | KONVENTIONAL |  |  | DE
421 | UPDATE-1 | REGION 5 | TBBM MALANG | C | 1303-P09-PG01/00 | 1303-P09-PG01/00 | 1303-P09-PG01/00 | 1303-P09-PG01/00 | OK | P09-PG01 |  | N |  | 01 |  | VACUUM GAUGE,PUMP P-09 | SF_INS_INDICATOR | GROES: -76 TO 0KG/CM2; IWERK: 1303; INGRP: 049; GEWRK: 1303-LJP; WERGW: 1303; RBNR: 6899; SWERK: 1303; STORT: F303-PPP; BEBER: F01; ABCKZ: T; BUKRS: 2222; KOSTL: 2222I55221; PROID: D43/XX/B6-1303/RT1/PPP; TPLNR: 1303 -PSU /PUMP PRODUCT NO 09 |  |  | P09-PG01 |  |  | WIKA | KONVENTIONAL |  |  | DE
422 | UPDATE-1 | REGION 5 | TBBM MALANG | C | 1303-P09-PRV01/00 | 1303-P09-PRV01/00 | 1303-P09-PRV01/00 | 1303-P09-PRV01/00 | OK | P09-PRV01 | SECE | F |  | 01 | SECE | PRESS RELIEF VALVE PUMP P-09 | SF_PRV | GROES: 1.5X1.5IN-150RF; IWERK: 1303; INGRP: 049; GEWRK: 1303-LJP; WERGW: 1303; RBNR: 3602; SWERK: 1303; STORT: F303-PPP; BEBER: F01; ABCKZ: V; BUKRS: 2222; KOSTL: 2222I55221; PROID: D43/XX/B6-1303/RT1/PPP; TPLNR: 1303 -PSU /PUMP PRODUCT NO 09 |  |  | P09-PRV01 |  |  | SAFETY 317 VALVE | S3F-A |  |  | TW | [21 empty] | 2600/SQ/PRV/X/2023
423 | UPDATE-1 | REGION 5 | TBBM MALANG | C | 1303-P09-GND01/00 | 1303-P09-GND01/00 | 1303-P09-GND01/00 | 1303-P09-GND01/00 | OK | P09-GND01 |  | E |  | 01 |  | GROUNDING PUMP P-09 | SF_GROUNDING | GROES: 50MM,<5OHM; IWERK: 1303; INGRP: 049; GEWRK: 1303-LJP; WERGW: 1303; RBNR: 8899; SWERK: 1303; STORT: F303-PPP; BEBER: F01; ABCKZ: V; BUKRS: 2222; KOSTL: 2222I55221; PROID: D43/XX/B6-1303/RT1/PPP; TPLNR: 1303 -PSU /PUMP PRODUCT NO 09 |  |  | P09-GND01 |  |  |  | ROD |  |  | -
424 | UPDATE-1 | REGION 5 | TBBM MALANG | C | 1303-P09-FLI1/00 | 1303-P09-FL01/00 | 1303-P09-FL01/00 | 1303-P09-FL01/00 | OK | P09-FL01 |  | N |  | 01 |  | FLEXIBLE JOINT SUCTION PUMP P-09 | SF_FLEXIBLE_JOINT | GROES: 4IN-150PSI; IWERK: 1303; INGRP: 049; GEWRK: 1303-LJP; WERGW: 1303; RBNR: 4099; SWERK: 1303; STORT: F303-PPP; BEBER: F01; ABCKZ: T; BUKRS: 2222; KOSTL: 2222I55221; PROID: D43/XX/B6-1303/RT1/PPP; TPLNR: 1303 -PSU /PUMP PRODUCT NO 09 |  |  | P09-FL01 |  |  | SINGAFLEX | SSH 1 SINGLE BRAID |  |  | SG
425 | UPDATE-1 | REGION 5 | TBBM MALANG | C | 1303-P09-FLO2/00 | 1303-P09-FL02/00 | 1303-P09-FL02/00 | 1303-P09-FL02/00 | OK | P09-FL02 |  | N |  | 01 |  | FLEXIBLE JOINT DISCHARGE PUMP P-09 | SF_FLEXIBLE_JOINT | GROES: 4IN-150PSI; IWERK: 1303; INGRP: 049; GEWRK: 1303-LJP; WERGW: 1303; RBNR: 4099; SWERK: 1303; STORT: F303-PPP; BEBER: F01; ABCKZ: T; BUKRS: 2222; KOSTL: 2222I55221; PROID: D43/XX/B6-1303/RT1/PPP; TPLNR: 1303 -PSU /PUMP PRODUCT NO 09 |  |  | P09-FL02 |  |  | SINGAFLEX | SSH 1 SINGLE BRAID |  |  | SG
426 | UPDATE-1 | REGION 5 | TBBM MALANG | C | 1303-PL-P10/00 | 1303-PSU-P10/00 | 1303-PSU-P10/00 | 1303-PSU-P10/00 | OK | PSU-P10 | PCE | R |  | 01 | PCE | PUMP PRODUCT P-10 | SF_POMPA | GROES: 500GPM, 27.69M; IWERK: 1303; INGRP: 049; GEWRK: 1303-LJP; WERGW: 1303; RBNR: 1802; SWERK: 1303; STORT: F303-PPP; BEBER: F01; ABCKZ: V; BUKRS: 2222; KOSTL: 2222I55221; PROID: D43/XX/B6-1303/RT1/PPP; TPLNR: 1303 -PSU /PUMP PRODUCT NO 10 |  |  | PSU-P10 |  |  | KSB PUMPS LTD | RPH S6 100-230B |  |  | DE | [21 empty] | 0990/SQ/PM/X/2023
427 | UPDATE-1 | REGION 5 | TBBM MALANG | C | 1303-P10-EM01/00 | 1303-P10-EM01/00 | 1303-P10-EM01/00 | 1303-P10-EM01/00 | OK | P10-EM01 | PCE | E |  | 01 | PCE | MOTOR DRIVER PUMP P-10 | SF_DRIVER_PUMP | GROES: 2.944RPM; IWERK: 1303; INGRP: 049; GEWRK: 1303-LJP; WERGW: 1303; RBNR: 9202; SWERK: 1303; STORT: F303-PPP; BEBER: F01; ABCKZ: V; BUKRS: 2222; KOSTL: 2222I55221; PROID: D43/XX/B6-1303/RT1/PPP; TPLNR: 1303 -PSU /PUMP PRODUCT NO 10 |  |  | P10-EM01 |  |  | ABB | 890995-3 |  |  | CH
428 | UPDATE-1 | REGION 5 | TBBM MALANG | C | 1303-P10-GVI1/00 | 1303-P10-GV01/00 | 1303-P10-GV01/00 | 1303-P10-GV01/00 | OK | P10-GV01 |  | N |  | 01 |  | GATE VALVE SUCTION PUMP P-10 | SF_VALVE | GROES: 4IN-150PSI; IWERK: 1303; INGRP: 049; GEWRK: 1303-LJP; WERGW: 1303; RBNR: 7304; SWERK: 1303; STORT: F303-PPP; BEBER: F01; ABCKZ: V; BUKRS: 2222; KOSTL: 2222I55221; PROID: D43/XX/B6-1303/RT1/PPP; TPLNR: 1303 -PSU /PUMP PRODUCT NO 10 |  |  | P10-GV01 |  |  | SUFA | GATE,ASTM A216 WCB |  |  | CN
429 | UPDATE-1 | REGION 5 | TBBM MALANG | C | 1303-P10-GVO2/00 | 1303-P10-GV02/00 | 1303-P10-GV02/00 | 1303-P10-GV02/00 | OK | P10-GV02 |  | N |  | 01 |  | GATE VALVE DISCHARGE PUMP P-10 | SF_VALVE | GROES: 4IN-150PSI; IWERK: 1303; INGRP: 049; GEWRK: 1303-LJP; WERGW: 1303; RBNR: 7304; SWERK: 1303; STORT: F303-PPP; BEBER: F01; ABCKZ: V; BUKRS: 2222; KOSTL: 2222I55221; PROID: D43/XX/B6-1303/RT1/PPP; TPLNR: 1303 -PSU /PUMP PRODUCT NO 10 |  |  | P10-GV02 |  |  | SUFA | GATE,ASTM A216 WCB |  |  | CN
430 | UPDATE-1 | REGION 5 | TBBM MALANG | C | 1303-P10-STR1/00 | 1303-P10-STR01/00 | 1303-P10-STR01/00 | 1303-P10-STR01/00 | OK | P10-STR01 |  | N |  | 01 |  | STRAINER PUMP P-10 | SF_VALVE | GROES: 6IN-150PSI; IWERK: 1303; INGRP: 049; GEWRK: 1303-LJP; WERGW: 1303; RBNR: 3902; SWERK: 1303; STORT: F303-PPP; BEBER: F01; ABCKZ: V; BUKRS: 2222; KOSTL: 2222I55221; PROID: D43/XX/B6-1303/RT1/PPP; TPLNR: 1303 -PSU /PUMP PRODUCT NO 10 |  |  | P10-STR01 |  |  | GLT | ASTM A216 WCB |  |  | IN
431 | UPDATE-1 | REGION 5 | TBBM MALANG | C | 1303-P10-CV02/00 | 1303-P10-CV02/00 | 1303-P10-CV02/00 | 1303-P10-CV02/00 | OK | P10-CV02 |  | N |  | 01 |  | CHECK VALVE DISCHARGE PUMP P-10 | SF_VALVE | GROES: 6IN-150PSI; IWERK: 1303; INGRP: 049; GEWRK: 1303-LJP; WERGW: 1303; RBNR: 7304; SWERK: 1303; STORT: F303-PPP; BEBER: F01; ABCKZ: Y; BUKRS: 2222; KOSTL: 2222I55221; PROID: D43/XX/B6-1303/RT1/PPP; TPLNR: 1303 -PSU /PUMP PRODUCT NO 10 |  |  | P10-CV02 |  |  | CRANE | SWING,ASTM A216 WCB |  |  | US
432 | UPDATE-1 | REGION 5 | TBBM MALANG | C | 1303-P10-PG02/00 | 1303-P10-PG02/00 | 1303-P10-PG02/00 | 1303-P10-PG02/00 | OK | P10-PG02 |  | I |  | 01 |  | PRESSURE GAUGE,PUMP P-10 | SF_INS_INDICATOR | GROES: 0-16KG/CM2; IWERK: 1303; INGRP: 049; GEWRK: 1303-LJP; WERGW: 1303; RBNR: 6899; SWERK: 1303; STORT: F303-PPP; BEBER: F01; ABCKZ: T; BUKRS: 2222; KOSTL: 2222I55221; PROID: D43/XX/B6-1303/RT1/PPP; TPLNR: 1303 -PSU /PUMP PRODUCT NO 10 |  |  | P10-PG02 |  |  | ASHCROFT | KONVENTIONAL |  |  | US
433 | UPDATE-1 | REGION 5 | TBBM MALANG | C | 1303-P10-PG01/00 | 1303-P10-PG01/00 | 1303-P10-PG01/00 | 1303-P10-PG01/00 | OK | P10-PG01 |  | N |  | 01 |  | VACUUM GAUGE,PUMP P-10 | SF_INS_INDICATOR | GROES: -1 TO 3KG/CM2; IWERK: 1303; INGRP: 049; GEWRK: 1303-LJP; WERGW: 1303; RBNR: 6899; SWERK: 1303; STORT: F303-PPP; BEBER: F01; ABCKZ: T; BUKRS: 2222; KOSTL: 2222I55221; PROID: D43/XX/B6-1303/RT1/PPP; TPLNR: 1303 -PSU /PUMP PRODUCT NO 10 |  |  | P10-PG01 |  |  | ASHCROFT | KONVENTIONAL |  |  | US
434 | UPDATE-1 | REGION 5 | TBBM MALANG | C | 1303-P10-PRV01/00 | 1303-P10-PRV01/00 | 1303-P10-PRV01/00 | 1303-P10-PRV01/00 | OK | P10-PRV01 | SECE | F |  | 01 | SECE | PRESS RELIEF VALVE PUMP P-10 | SF_PRV | GROES: 2INX3IN-150RF; IWERK: 1303; INGRP: 049; GEWRK: 1303-LJP; WERGW: 1303; RBNR: 3602; SWERK: 1303; STORT: F303-PPP; BEBER: F01; ABCKZ: V; BUKRS: 2222; KOSTL: 2222I55221; PROID: D43/XX/B6-1303/RT1/PPP; TPLNR: 1303 -PSU /PUMP PRODUCT NO 10 |  |  | P10-PRV01 |  |  | SAFETY 317 VALVE | S3F-A |  |  | TW | [21 empty] | 2601/SQ/PRV/X/2023
435 | UPDATE-1 | REGION 5 | TBBM MALANG | C | 1303-P10-GND01/00 | 1303-P10-GND01/00 | 1303-P10-GND01/00 | 1303-P10-GND01/00 | OK | P10-GND01 |  | E |  | 01 |  | GROUNDING PUMP P-10 | SF_GROUNDING | GROES: 50MM,<5OHM; IWERK: 1303; INGRP: 049; GEWRK: 1303-LJP; WERGW: 1303; RBNR: 8899; SWERK: 1303; STORT: F303-PPP; BEBER: F01; ABCKZ: V; BUKRS: 2222; KOSTL: 2222I55221; PROID: D43/XX/B6-1303/RT1/PPP; TPLNR: 1303 -PSU /PUMP PRODUCT NO 10 |  |  | P10-GND01 |  |  |  | ROD |  |  | -
436 | UPDATE-1 | REGION 5 | TBBM MALANG | C | 1303-P10-FLI1/00 | 1303-P10-FL01/00 | 1303-P10-FL01/00 | 1303-P10-FL01/00 | OK | P10-FL01 |  | N |  | 01 |  | FLEXIBLE JOINT SUCTION PUMP P-10 | SF_FLEXIBLE_JOINT | GROES: 4IN-150PSI; IWERK: 1303; INGRP: 049; GEWRK: 1303-LJP; WERGW: 1303; RBNR: 4099; SWERK: 1303; STORT: F303-PPP; BEBER: F01; ABCKZ: T; BUKRS: 2222; KOSTL: 2222I55221; PROID: D43/XX/B6-1303/RT1/PPP; TPLNR: 1303 -PSU /PUMP PRODUCT NO 10 |  |  | P10-FL01 |  |  | SINGAFLEX | SSH 1 SINGLE BRAID |  |  | SG
437 | UPDATE-1 | REGION 5 | TBBM MALANG | C | 1303-P10-FLO2/00 | 1303-P10-FL02/00 | 1303-P10-FL02/00 | 1303-P10-FL02/00 | OK | P10-FL02 |  | N |  | 01 |  | FLEXIBLE JOINT DISCHARGE PUMP P-10 | SF_FLEXIBLE_JOINT | GROES: 4IN-150PSI; IWERK: 1303; INGRP: 049; GEWRK: 1303-LJP; WERGW: 1303; RBNR: 4099; SWERK: 1303; STORT: F303-PPP; BEBER: F01; ABCKZ: T; BUKRS: 2222; KOSTL: 2222I55221; PROID: D43/XX/B6-1303/RT1/PPP; TPLNR: 1303 -PSU /PUMP PRODUCT NO 10 |  |  | P10-FL02 |  |  | SINGAFLEX | SSH 1 SINGLE BRAID |  |  | SG
438 | UPDATE-1 | REGION 5 | TBBM MALANG | C | 1303-PL-P11/00 | 1303-PSU-P11/00 | 1303-PSU-P11/00 | 1303-PSU-P11/00 | OK | PSU-P11 | PCE | R |  | 01 | PCE | PUMP PRODUCT P-11 | SF_POMPA | GROES: 286GPM, 30.07M; IWERK: 1303; INGRP: 049; GEWRK: 1303-LJP; WERGW: 1303; RBNR: 1802; SWERK: 1303; STORT: F303-PPP; BEBER: F01; ABCKZ: V; BUKRS: 2222; KOSTL: 2222I55221; PROID: D43/XX/B6-1303/RT1/PPP; TPLNR: 1303 -PSU /PUMP PRODUCT NO 11 |  |  | PSU-P11 |  |  | STORK COMPEN | CEM 65-200 |  |  | NL | [21 empty] | 0991/SQ/PM/X/2023
439 | UPDATE-1 | REGION 5 | TBBM MALANG | C | 1303-P11-EM01/00 | 1303-P11-EM01/00 | 1303-P11-EM01/00 | 1303-P11-EM01/00 | OK | P11-EM01 | PCE | E |  | 01 | PCE | MOTOR DRIVER PUMP P-11 | SF_DRIVER_PUMP | GROES: 2910RPM; IWERK: 1303; INGRP: 049; GEWRK: 1303-LJP; WERGW: 1303; RBNR: 9202; SWERK: 1303; STORT: F303-PPP; BEBER: F01; ABCKZ: V; BUKRS: 2222; KOSTL: 2222I55221; PROID: D43/XX/B6-1303/RT1/PPP; TPLNR: 1303 -PSU /PUMP PRODUCT NO 11 |  |  | P11-EM01 |  |  | ACEC | AKG 180 7M02N |  |  | BE
440 | UPDATE-1 | REGION 5 | TBBM MALANG | C | 1303-P11-GVI1/00 | 1303-P11-GV01/00 | 1303-P11-GV01/00 | 1303-P11-GV01/00 | OK | P11-GV01 |  | N |  | 01 |  | GATE VALVE SUCTION PUMP P-11 | SF_VALVE | GROES: 4IN-150PSI; IWERK: 1303; INGRP: 049; GEWRK: 1303-LJP; WERGW: 1303; RBNR: 7304; SWERK: 1303; STORT: F303-PPP; BEBER: F01; ABCKZ: V; BUKRS: 2222; KOSTL: 2222I55221; PROID: D43/XX/B6-1303/RT1/PPP; TPLNR: 1303 -PSU /PUMP PRODUCT NO 11 |  |  | P11-GV01 |  |  | CRANE | GATE,ASTM A216 WCB |  |  | US
441 | UPDATE-1 | REGION 5 | TBBM MALANG | C | 1303-P11-GVO2/00 | 1303-P11-GV02/00 | 1303-P11-GV02/00 | 1303-P11-GV02/00 | OK | P11-GV02 |  | N |  | 01 |  | GATE VALVE DISCHARGE PUMP P-11 | SF_VALVE | GROES: 4IN-150PSI; IWERK: 1303; INGRP: 049; GEWRK: 1303-LJP; WERGW: 1303; RBNR: 7304; SWERK: 1303; STORT: F303-PPP; BEBER: F01; ABCKZ: V; BUKRS: 2222; KOSTL: 2222I55221; PROID: D43/XX/B6-1303/RT1/PPP; TPLNR: 1303 -PSU /PUMP PRODUCT NO 11 |  |  | P11-GV02 |  |  | CRANE | GATE,ASTM A216 WCB |  |  | US
442 | UPDATE-1 | REGION 5 | TBBM MALANG | C | 1303-P11-STR1/00 | 1303-P11-STR01/00 | 1303-P11-STR01/00 | 1303-P11-STR01/00 | OK | P11-STR01 |  | N |  | 01 |  | STRAINER PUMP P-11 | SF_VALVE | GROES: 6IN-150PSI; IWERK: 1303; INGRP: 049; GEWRK: 1303-LJP; WERGW: 1303; RBNR: 3902; SWERK: 1303; STORT: F303-PPP; BEBER: F01; ABCKZ: V; BUKRS: 2222; KOSTL: 2222I55221; PROID: D43/XX/B6-1303/RT1/PPP; TPLNR: 1303 -PSU /PUMP PRODUCT NO 11 |  |  | P11-STR01 |  |  | GLT | ASTM A216 WCB |  |  | IN
443 | UPDATE-1 | REGION 5 | TBBM MALANG | C | 1303-P11-CV02/00 | 1303-P11-CV02/00 | 1303-P11-CV02/00 | 1303-P11-CV02/00 | OK | P11-CV02 |  | N |  | 01 |  | CHECK VALVE DISCHARGE PUMP P-11 | SF_VALVE | GROES: 6IN-150PSI; IWERK: 1303; INGRP: 049; GEWRK: 1303-LJP; WERGW: 1303; RBNR: 7304; SWERK: 1303; STORT: F303-PPP; BEBER: F01; ABCKZ: Y; BUKRS: 2222; KOSTL: 2222I55221; PROID: D43/XX/B6-1303/RT1/PPP; TPLNR: 1303 -PSU /PUMP PRODUCT NO 11 |  |  | P11-CV02 |  |  | CRANE | SWING,ASTM A216 WCB |  |  | US
444 | UPDATE-1 | REGION 5 | TBBM MALANG | C | 1303-P11-PG02/00 | 1303-P11-PG02/00 | 1303-P11-PG02/00 | 1303-P11-PG02/00 | OK | P11-PG02 |  | I |  | 01 |  | PRESSURE GAUGE,PUMP P-11 | SF_INS_INDICATOR | GROES: 0-16KG/CM2; IWERK: 1303; INGRP: 049; GEWRK: 1303-LJP; WERGW: 1303; RBNR: 6899; SWERK: 1303; STORT: F303-PPP; BEBER: F01; ABCKZ: T; BUKRS: 2222; KOSTL: 2222I55221; PROID: D43/XX/B6-1303/RT1/PPP; TPLNR: 1303 -PSU /PUMP PRODUCT NO 11 |  |  | P11-PG02 |  |  | ASHCROFT | KONVENTIONAL |  |  | US
445 | UPDATE-1 | REGION 5 | TBBM MALANG | C | 1303-P11-PG01/00 | 1303-P11-PG01/00 | 1303-P11-PG01/00 | 1303-P11-PG01/00 | OK | P11-PG01 |  | I |  | 01 |  | VACUUM GAUGE,PUMP P-11 | SF_INS_INDICATOR | GROES: -1 TO 3KG/CM2; IWERK: 1303; INGRP: 049; GEWRK: 1303-LJP; WERGW: 1303; RBNR: 6899; SWERK: 1303; STORT: F303-PPP; BEBER: F01; ABCKZ: T; BUKRS: 2222; KOSTL: 2222I55221; PROID: D43/XX/B6-1303/RT1/PPP; TPLNR: 1303 -PSU /PUMP PRODUCT NO 11 |  |  | P11-PG01 |  |  | ASHCROFT | KONVENTIONAL |  |  | US
446 | UPDATE-1 | REGION 5 | TBBM MALANG | C | 1303-P11-PRV01/00 | 1303-P11-PRV01/00 | 1303-P11-PRV01/00 | 1303-P11-PRV01/00 | OK | P11-PRV01 | SECE | F |  | 01 | SECE | PRESS RELIEF VALVE PUMP P-11 | SF_PRV | GROES: 2INX3IN-150RF; IWERK: 1303; INGRP: 049; GEWRK: 1303-LJP; WERGW: 1303; RBNR: 3602; SWERK: 1303; STORT: F303-PPP; BEBER: F01; ABCKZ: V; BUKRS: 2222; KOSTL: 2222I55221; PROID: D43/XX/B6-1303/RT1/PPP; TPLNR: 1303 -PSU /PUMP PRODUCT NO 11 |  |  | P11-PRV01 |  |  | SAFETY 317 VALVE | S3F-A |  |  | TW | [21 empty] | 2602/SQ/PRV/X/2023
447 | UPDATE-1 | REGION 5 | TBBM MALANG | C | 1303-P11-GND01/00 | 1303-P11-GND01/00 | 1303-P11-GND01/00 | 1303-P11-GND01/00 | OK | P11-GND01 |  | E |  | 01 |  | GROUNDING PUMP P-11 | SF_GROUNDING | GROES: 50MM,<5OHM; IWERK: 1303; INGRP: 049; GEWRK: 1303-LJP; WERGW: 1303; RBNR: 8899; SWERK: 1303; STORT: F303-PPP; BEBER: F01; ABCKZ: V; BUKRS: 2222; KOSTL: 2222I55221; PROID: D43/XX/B6-1303/RT1/PPP; TPLNR: 1303 -PSU /PUMP PRODUCT NO 11 |  |  | P11-GND01 |  |  |  | ROD |  |  | -
448 | UPDATE-1 | REGION 5 | TBBM MALANG | C | 1303-P11-FLI1/00 | 1303-P11-FL01/00 | 1303-P11-FL01/00 | 1303-P11-FL01/00 | OK | P11-FL01 |  | N |  | 01 |  | FLEXIBLE JOINT SUCTION PUMP P-11 | SF_FLEXIBLE_JOINT | GROES: 4IN-150PSI; IWERK: 1303; INGRP: 049; GEWRK: 1303-LJP; WERGW: 1303; RBNR: 4099; SWERK: 1303; STORT: F303-PPP; BEBER: F01; ABCKZ: T; BUKRS: 2222; KOSTL: 2222I55221; PROID: D43/XX/B6-1303/RT1/PPP; TPLNR: 1303 -PSU /PUMP PRODUCT NO 11 |  |  | P11-FL01 |  |  | SINGAFLEX | SSH 1 SINGLE BRAID |  |  | SG
449 | UPDATE-1 | REGION 5 | TBBM MALANG | C | 1303-P11-FLO2/00 | 1303-P11-FL02/00 | 1303-P11-FL02/00 | 1303-P11-FL02/00 | OK | P11-FL02 |  | N |  | 01 |  | FLEXIBLE JOINT DISCHARGE PUMP P-11 | SF_FLEXIBLE_JOINT | GROES: 4IN-150PSI; IWERK: 1303; INGRP: 049; GEWRK: 1303-LJP; WERGW: 1303; RBNR: 4099; SWERK: 1303; STORT: F303-PPP; BEBER: F01; ABCKZ: T; BUKRS: 2222; KOSTL: 2222I55221; PROID: D43/XX/B6-1303/RT1/PPP; TPLNR: 1303 -PSU /PUMP PRODUCT NO 11 |  |  | P11-FL02 |  |  | SINGAFLEX | SSH 1 SINGLE BRAID |  |  | SG
450 | UPDATE-1 | REGION 5 | TBBM MALANG | C | 1303-PL-P12/00 | 1303-PSU-P12/00 | 1303-PSU-P12/00 | 1303-PSU-P12/00 | OK | PSU-P12 | PCE | R |  | 01 | PCE | PUMP PRODUCT P-12 | SF_POMPA | GROES: 484GPM, 73.47M; IWERK: 1303; INGRP: 049; GEWRK: 1303-LJP; WERGW: 1303; RBNR: 1802; SWERK: 1303; STORT: F303-PPP; BEBER: F01; ABCKZ: V; BUKRS: 2222; KOSTL: 2222I55221; PROID: D43/XX/B6-1303/RT1/PPP; TPLNR: 1303 -PSU /PUMP PRODUCT NO 12 |  |  | PSU-P12 |  |  | SULZER | ZE80-2250 |  |  | CH | [21 empty] | 0992/SQ/PM/X/2023
451 | UPDATE-1 | REGION 5 | TBBM MALANG | C | 1303-P12-EM01/00 | 1303-P12-EM01/00 | 1303-P12-EM01/00 | 1303-P12-EM01/00 | OK | P12-EM01 | PCE | E |  | 01 | PCE | MOTOR DRIVER PUMP P-12 | SF_DRIVER_PUMP | GROES: 2975RPM; IWERK: 1303; INGRP: 049; GEWRK: 1303-LJP; WERGW: 1303; RBNR: 9202; SWERK: 1303; STORT: F303-PPP; BEBER: F01; ABCKZ: V; BUKRS: 2222; KOSTL: 2222I55221; PROID: D43/XX/B6-1303/RT1/PPP; TPLNR: 1303 -PSU /PUMP PRODUCT NO 12 |  |  | P12-EM01 |  |  | SIEMENS | AE 132 SB |  |  | DE
452 | UPDATE-1 | REGION 5 | TBBM MALANG | C | 1303-P12-GVI1/00 | 1303-P12-GV01/00 | 1303-P12-GV01/00 | 1303-P12-GV01/00 | OK | P12-GV01 |  | N |  | 01 |  | GATE VALVE SUCTION PUMP P-12 | SF_VALVE | GROES: 4IN-150PSI; IWERK: 1303; INGRP: 049; GEWRK: 1303-LJP; WERGW: 1303; RBNR: 7304; SWERK: 1303; STORT: F303-PPP; BEBER: F01; ABCKZ: V; BUKRS: 2222; KOSTL: 2222I55221; PROID: D43/XX/B6-1303/RT1/PPP; TPLNR: 1303 -PSU /PUMP PRODUCT NO 12 |  |  | P12-GV01 |  |  | GLT | GATE,ASTM A216 WCB |  |  | IN
453 | UPDATE-1 | REGION 5 | TBBM MALANG | C | 1303-P12-GVO2/00 | 1303-P12-GV02/00 | 1303-P12-GV02/00 | 1303-P12-GV02/00 | OK | P12-GV02 |  | N |  | 01 |  | GATE VALVE DISCHARGE PUMP P-12 | SF_VALVE | GROES: 4IN-150PSI; IWERK: 1303; INGRP: 049; GEWRK: 1303-LJP; WERGW: 1303; RBNR: 7304; SWERK: 1303; STORT: F303-PPP; BEBER: F01; ABCKZ: V; BUKRS: 2222; KOSTL: 2222I55221; PROID: D43/XX/B6-1303/RT1/PPP; TPLNR: 1303 -PSU /PUMP PRODUCT NO 12 |  |  | P12-GV02 |  |  | GLT | GATE,ASTM A216 WCB |  |  | IN
454 | UPDATE-1 | REGION 5 | TBBM MALANG | C | 1303-P12-STR1/00 | 1303-P12-STR01/00 | 1303-P12-STR01/00 | 1303-P12-STR01/00 | OK | P12-STR01 |  | N |  | 01 |  | STRAINER PUMP P-12 | SF_VALVE | GROES: 6IN-150PSI; IWERK: 1303; INGRP: 049; GEWRK: 1303-LJP; WERGW: 1303; RBNR: 3902; SWERK: 1303; STORT: F303-PPP; BEBER: F01; ABCKZ: V; BUKRS: 2222; KOSTL: 2222I55221; PROID: D43/XX/B6-1303/RT1/PPP; TPLNR: 1303 -PSU /PUMP PRODUCT NO 12 |  |  | P12-STR01 |  |  | GLT | ASTM A216 WCB |  |  | IN
455 | UPDATE-1 | REGION 5 | TBBM MALANG | C | 1303-P12-CV02/00 | 1303-P12-CV02/00 | 1303-P12-CV02/00 | 1303-P12-CV02/00 | OK | P12-CV02 |  | N |  | 01 |  | CHECK VALVE DISCHARGE PUMP P-12 | SF_VALVE | GROES: 6IN-150PSI; IWERK: 1303; INGRP: 049; GEWRK: 1303-LJP; WERGW: 1303; RBNR: 7304; SWERK: 1303; STORT: F303-PPP; BEBER: F01; ABCKZ: Y; BUKRS: 2222; KOSTL: 2222I55221; PROID: D43/XX/B6-1303/RT1/PPP; TPLNR: 1303 -PSU /PUMP PRODUCT NO 12 |  |  | P12-CV02 |  |  | CRANE | SWING,ASTM A216 WCB |  |  | US
456 | UPDATE-1 | REGION 5 | TBBM MALANG | C | 1303-P12-PG02/00 | 1303-P12-PG02/00 | 1303-P12-PG02/00 | 1303-P12-PG02/00 | OK | P12-PG02 |  | I |  | 01 |  | PRESSURE GAUGE,PUMP P-12 | SF_INS_INDICATOR | GROES: 0-16KG/CM2; IWERK: 1303; INGRP: 049; GEWRK: 1303-LJP; WERGW: 1303; RBNR: 6899; SWERK: 1303; STORT: F303-PPP; BEBER: F01; ABCKZ: T; BUKRS: 2222; KOSTL: 2222I55221; PROID: D43/XX/B6-1303/RT1/PPP; TPLNR: 1303 -PSU /PUMP PRODUCT NO 12 |  |  | P12-PG02 |  |  | ASHCROFT | KONVENTIONAL |  |  | US
457 | UPDATE-1 | REGION 5 | TBBM MALANG | C | 1303-P12-PG01/00 | 1303-P12-PG01/00 | 1303-P12-PG01/00 | 1303-P12-PG01/00 | OK | P12-PG01 |  | I |  | 01 |  | VACUUM GAUGE,PUMP P-12 | SF_INS_INDICATOR | GROES: 0-16KG/CM2; IWERK: 1303; INGRP: 049; GEWRK: 1303-LJP; WERGW: 1303; RBNR: 6899; SWERK: 1303; STORT: F303-PPP; BEBER: F01; ABCKZ: T; BUKRS: 2222; KOSTL: 2222I55221; PROID: D43/XX/B6-1303/RT1/PPP; TPLNR: 1303 -PSU /PUMP PRODUCT NO 12 |  |  | P12-PG01 |  |  | ASHCROFT | KONVENTIONAL |  |  | US
458 | UPDATE-1 | REGION 5 | TBBM MALANG | C | 1303-P12-PRV01/00 | 1303-P12-PRV01/00 | 1303-P12-PRV01/00 | 1303-P12-PRV01/00 | OK | P12-PRV01 | SECE | F |  | 01 | SECE | PRESS RELIEF VALVE PUMP P-12 | SF_PRV | GROES: 2INX3IN-150RF; IWERK: 1303; INGRP: 049; GEWRK: 1303-LJP; WERGW: 1303; RBNR: 3602; SWERK: 1303; STORT: F303-PPP; BEBER: F01; ABCKZ: V; BUKRS: 2222; KOSTL: 2222I55221; PROID: D43/XX/B6-1303/RT1/PPP; TPLNR: 1303 -PSU /PUMP PRODUCT NO 12 |  |  | P12-PRV01 |  |  | SAFETY 317 VALVE | S3F-A |  |  | TW | [21 empty] | 2603/SQ/PRV/X/2023
459 | UPDATE-1 | REGION 5 | TBBM MALANG | C | 1303-P12-GND01/00 | 1303-P12-GND01/00 | 1303-P12-GND01/00 | 1303-P12-GND01/00 | OK | P12-GND01 |  | E |  | 01 |  | GROUNDING PUMP P-12 | SF_GROUNDING | GROES: 50MM,<5OHM; IWERK: 1303; INGRP: 049; GEWRK: 1303-LJP; WERGW: 1303; RBNR: 8899; SWERK: 1303; STORT: F303-PPP; BEBER: F01; ABCKZ: V; BUKRS: 2222; KOSTL: 2222I55221; PROID: D43/XX/B6-1303/RT1/PPP; TPLNR: 1303 -PSU /PUMP PRODUCT NO 12 |  |  | P12-GND01 |  |  |  | ROD |  |  | -
460 | UPDATE-1 | REGION 5 | TBBM MALANG | C | 1303-P12-FLI1/00 | 1303-P12-FL01/00 | 1303-P12-FL01/00 | 1303-P12-FL01/00 | OK | P12-FL01 |  | N |  | 01 |  | FLEXIBLE JOINT SUCTION PUMP P-12 | SF_FLEXIBLE_JOINT | GROES: 4IN-150PSI; IWERK: 1303; INGRP: 049; GEWRK: 1303-LJP; WERGW: 1303; RBNR: 4099; SWERK: 1303; STORT: F303-PPP; BEBER: F01; ABCKZ: T; BUKRS: 2222; KOSTL: 2222I55221; PROID: D43/XX/B6-1303/RT1/PPP; TPLNR: 1303 -PSU /PUMP PRODUCT NO 12 |  |  | P12-FL01 |  |  | SINGAFLEX | SSH 1 SINGLE BRAID |  |  | SG
461 | UPDATE-1 | REGION 5 | TBBM MALANG | C | 1303-P12-FLO2/00 | 1303-P12-FL02/00 | 1303-P12-FL02/00 | 1303-P12-FL02/00 | OK | P12-FL02 |  | N |  | 01 |  | FLEXIBLE JOINT DISCHARGE PUMP P-12 | SF_FLEXIBLE_JOINT | GROES: 4IN-150PSI; IWERK: 1303; INGRP: 049; GEWRK: 1303-LJP; WERGW: 1303; RBNR: 4099; SWERK: 1303; STORT: F303-PPP; BEBER: F01; ABCKZ: T; BUKRS: 2222; KOSTL: 2222I55221; PROID: D43/XX/B6-1303/RT1/PPP; TPLNR: 1303 -PSU /PUMP PRODUCT NO 12 |  |  | P12-FL02 |  |  | SINGAFLEX | SSH 1 SINGLE BRAID |  |  | SG
462 | UPDATE-1 | REGION 5 | TBBM MALANG | C | 1303-PL-P13/00 | 1303-PSU-P13/00 | 1303-PSU-P13/00 | 1303-PSU-P13/00 | OK | PSU-P13 | PCE | R |  | 01 | PCE | PUMP PRODUCT P-13 | SF_POMPA | GROES: 500GPGM, 48.17M; IWERK: 1303; INGRP: 049; GEWRK: 1303-LJP; WERGW: 1303; RBNR: 1802; SWERK: 1303; STORT: F303-PPP; BEBER: F01; ABCKZ: V; BUKRS: 2222; KOSTL: 2222I55221; PROID: D43/XX/B6-1303/RT1/PPP; TPLNR: 1303 -PSU /PUMP PRODUCT NO 13 |  |  | PSU-P13 |  |  | SULZER | ZE 100-2200 |  |  | CH | [21 empty] | 0993/SQ/PM/X/2023
463 | UPDATE-1 | REGION 5 | TBBM MALANG | C | 1303-P13-EM01/00 | 1303-P13-EM01/00 | 1303-P13-EM01/00 | 1303-P13-EM01/00 | OK | P13-EM01 | PCE | E |  | 01 | PCE | MOTOR DRIVER PUMP P-13 | SF_DRIVER_PUMP | GROES: 2940RPM; IWERK: 1303; INGRP: 049; GEWRK: 1303-LJP; WERGW: 1303; RBNR: 9202; SWERK: 1303; STORT: F303-PPP; BEBER: F01; ABCKZ: V; BUKRS: 2222; KOSTL: 2222I55221; PROID: D43/XX/B6-1303/RT1/PPP; TPLNR: 1303 -PSU /PUMP PRODUCT NO 13 |  |  | P13-EM01 |  |  | SIEMENS | D-91056 ERLANGEN |  |  | DE
464 | UPDATE-1 | REGION 5 | TBBM MALANG | C | 1303-P13-GVI1/00 | 1303-P13-GV01/00 | 1303-P13-GV01/00 | 1303-P13-GV01/00 | OK | P13-GV01 |  | N |  | 01 |  | GATE VALVE SUCTION PUMP P-13 | SF_VALVE | GROES: 4IN-150PSI; IWERK: 1303; INGRP: 049; GEWRK: 1303-LJP; WERGW: 1303; RBNR: 7304; SWERK: 1303; STORT: F303-PPP; BEBER: F01; ABCKZ: V; BUKRS: 2222; KOSTL: 2222I55221; PROID: D43/XX/B6-1303/RT1/PPP; TPLNR: 1303 -PSU /PUMP PRODUCT NO 13 |  |  | P13-GV01 |  |  | CRANE | GATE,ASTM A216 WCB |  |  | US
465 | UPDATE-1 | REGION 5 | TBBM MALANG | C | 1303-P13-GVO2/00 | 1303-P13-GV02/00 | 1303-P13-GV02/00 | 1303-P13-GV02/00 | OK | P13-GV02 |  | N |  | 01 |  | GATE VALVE DISCHARGE PUMP P-13 | SF_VALVE | GROES: 4IN-150PSI; IWERK: 1303; INGRP: 049; GEWRK: 1303-LJP; WERGW: 1303; RBNR: 7304; SWERK: 1303; STORT: F303-PPP; BEBER: F01; ABCKZ: V; BUKRS: 2222; KOSTL: 2222I55221; PROID: D43/XX/B6-1303/RT1/PPP; TPLNR: 1303 -PSU /PUMP PRODUCT NO 13 |  |  | P13-GV02 |  |  | CRANE | GATE,ASTM A216 WCB |  |  | US
466 | UPDATE-1 | REGION 5 | TBBM MALANG | C | 1303-P13-STR1/00 | 1303-P13-STR01/00 | 1303-P13-STR01/00 | 1303-P13-STR01/00 | OK | P13-STR01 |  | N |  | 01 |  | STRAINER PUMP P-13 | SF_VALVE | GROES: 6IN-150PSI; IWERK: 1303; INGRP: 049; GEWRK: 1303-LJP; WERGW: 1303; RBNR: 3902; SWERK: 1303; STORT: F303-PPP; BEBER: F01; ABCKZ: V; BUKRS: 2222; KOSTL: 2222I55221; PROID: D43/XX/B6-1303/RT1/PPP; TPLNR: 1303 -PSU /PUMP PRODUCT NO 13 |  |  | P13-STR01 |  |  | GLT | ASTM A216 WCB |  |  | IN
467 | UPDATE-1 | REGION 5 | TBBM MALANG | C | 1303-P13-CV02/00 | 1303-P13-CV02/00 | 1303-P13-CV02/00 | 1303-P13-CV02/00 | OK | P13-CV02 |  | N |  | 01 |  | CHECK VALVE DISCHARGE PUMP P-13 | SF_VALVE | GROES: 6IN-150PSI; IWERK: 1303; INGRP: 049; GEWRK: 1303-LJP; WERGW: 1303; RBNR: 7304; SWERK: 1303; STORT: F303-PPP; BEBER: F01; ABCKZ: Y; BUKRS: 2222; KOSTL: 2222I55221; PROID: D43/XX/B6-1303/RT1/PPP; TPLNR: 1303 -PSU /PUMP PRODUCT NO 13 |  |  | P13-CV02 |  |  | CRANE | SWING,ASTM A216 WCB |  |  | US
468 | UPDATE-1 | REGION 5 | TBBM MALANG | C | 1303-P13-PG02/00 | 1303-P13-PG02/00 | 1303-P13-PG02/00 | 1303-P13-PG02/00 | OK | P13-PG02 |  | I |  | 01 |  | PRESSURE GAUGE,PUMP P-13 | SF_INS_INDICATOR | GROES: 0-16KG/CM2; IWERK: 1303; INGRP: 049; GEWRK: 1303-LJP; WERGW: 1303; RBNR: 6899; SWERK: 1303; STORT: F303-PPP; BEBER: F01; ABCKZ: T; BUKRS: 2222; KOSTL: 2222I55221; PROID: D43/XX/B6-1303/RT1/PPP; TPLNR: 1303 -PSU /PUMP PRODUCT NO 13 |  |  | P13-PG02 |  |  | ASHCROFT | KONVENTIONAL |  |  | US
469 | UPDATE-1 | REGION 5 | TBBM MALANG | C | 1303-P13-PG01/00 | 1303-P13-PG01/00 | 1303-P13-PG01/00 | 1303-P13-PG01/00 | OK | P13-PG01 |  | N |  | 01 |  | VACUUM GAUGE,PUMP P-13 | SF_INS_INDICATOR | GROES: -1 TO 3KG/CM2; IWERK: 1303; INGRP: 049; GEWRK: 1303-LJP; WERGW: 1303; RBNR: 6899; SWERK: 1303; STORT: F303-PPP; BEBER: F01; ABCKZ: T; BUKRS: 2222; KOSTL: 2222I55221; PROID: D43/XX/B6-1303/RT1/PPP; TPLNR: 1303 -PSU /PUMP PRODUCT NO 13 |  |  | P13-PG01 |  |  | ASHCROFT | KONVENTIONAL |  |  | US
470 | UPDATE-1 | REGION 5 | TBBM MALANG | C | 1303-P13-PRV01/00 | 1303-P13-PRV01/00 | 1303-P13-PRV01/00 | 1303-P13-PRV01/00 | OK | P13-PRV01 | SECE | F |  | 01 | SECE | PRESS RELIEF VALVE PUMP P-13 | SF_PRV | GROES: 2INX3IN-150RF; IWERK: 1303; INGRP: 049; GEWRK: 1303-LJP; WERGW: 1303; RBNR: 3602; SWERK: 1303; STORT: F303-PPP; BEBER: F01; ABCKZ: V; BUKRS: 2222; KOSTL: 2222I55221; PROID: D43/XX/B6-1303/RT1/PPP; TPLNR: 1303 -PSU /PUMP PRODUCT NO 13 |  |  | P13-PRV01 |  |  | SAFETY 317 VALVE | S3F-A |  |  | TW | [21 empty] | 2604/SQ/PRV/X/2023
471 | UPDATE-1 | REGION 5 | TBBM MALANG | C | 1303-P13-GND01/00 | 1303-P13-GND01/00 | 1303-P13-GND01/00 | 1303-P13-GND01/00 | OK | P13-GND01 |  | E |  | 01 |  | GROUNDING PUMP P-13 | SF_GROUNDING | GROES: 50MM,<5OHM; IWERK: 1303; INGRP: 049; GEWRK: 1303-LJP; WERGW: 1303; RBNR: 8899; SWERK: 1303; STORT: F303-PPP; BEBER: F01; ABCKZ: V; BUKRS: 2222; KOSTL: 2222I55221; PROID: D43/XX/B6-1303/RT1/PPP; TPLNR: 1303 -PSU /PUMP PRODUCT NO 13 |  |  | P13-GND01 |  |  |  | ROD |  |  | -
472 | UPDATE-1 | REGION 5 | TBBM MALANG | C | 1303-P13-FLI1/00 | 1303-P13-FL01/00 | 1303-P13-FL01/00 | 1303-P13-FL01/00 | OK | P13-FL01 |  | N |  | 01 |  | FLEXIBLE JOINT SUCTION PUMP P-13 | SF_FLEXIBLE_JOINT | GROES: 4IN-150PSI; IWERK: 1303; INGRP: 049; GEWRK: 1303-LJP; WERGW: 1303; RBNR: 4099; SWERK: 1303; STORT: F303-PPP; BEBER: F01; ABCKZ: T; BUKRS: 2222; KOSTL: 2222I55221; PROID: D43/XX/B6-1303/RT1/PPP; TPLNR: 1303 -PSU /PUMP PRODUCT NO 13 |  |  | P13-FL01 |  |  | SINGAFLEX | SSH 1 SINGLE BRAID |  |  | SG
473 | UPDATE-1 | REGION 5 | TBBM MALANG | C | 1303-P13-FLO2/00 | 1303-P13-FL02/00 | 1303-P13-FL02/00 | 1303-P13-FL02/00 | OK | P13-FL02 |  | N |  | 01 |  | FLEXIBLE JOINT DISCHARGE PUMP P-13 | SF_FLEXIBLE_JOINT | GROES: 4IN-150PSI; IWERK: 1303; INGRP: 049; GEWRK: 1303-LJP; WERGW: 1303; RBNR: 4099; SWERK: 1303; STORT: F303-PPP; BEBER: F01; ABCKZ: T; BUKRS: 2222; KOSTL: 2222I55221; PROID: D43/XX/B6-1303/RT1/PPP; TPLNR: 1303 -PSU /PUMP PRODUCT NO 13 |  |  | P13-FL02 |  |  | SINGAFLEX | SSH 1 SINGLE BRAID |  |  | SG
474 | UPDATE-1 | REGION 5 | TBBM MALANG | C | 1303-P01-PPI1/00 | 1303-P01-PP01/00 | 1303-P01-PP01/00 | 1303-P01-PP01/00 | OK | P01-PP01 | PCE | V |  | 01 | PCE | PIPING INLET PUMP P-01 | SF_PIPA | GROES: 6IN,SCH40; IWERK: 1303; INGRP: 049; GEWRK: 1303-LJP; WERGW: 1303; RBNR: 4001; SWERK: 1303; STORT: F303-PPP; BEBER: F01; ABCKZ: V; BUKRS: 2222; KOSTL: 2222I55221; PROID: D43/XX/B6-1303/RT1/PPP; TPLNR: 1303 -PSU /PIPE SYST PUMP HOUSE |  |  | P01-PP01 |  |  |  | API 5L,GR B |  |  | -
475 | UPDATE-1 | REGION 5 | TBBM MALANG | C | 1303-P01-PPO2/00 | 1303-P01-PP02/00 | 1303-P01-PP02/00 | 1303-P01-PP02/00 | OK | P01-PP02 | PCE | V |  | 01 | PCE | PIPING OUTLET PUMP P-01 | SF_PIPA | GROES: 6IN,SCH40; IWERK: 1303; INGRP: 049; GEWRK: 1303-LJP; WERGW: 1303; RBNR: 4001; SWERK: 1303; STORT: F303-PPP; BEBER: F01; ABCKZ: V; BUKRS: 2222; KOSTL: 2222I55221; PROID: D43/XX/B6-1303/RT1/PPP; TPLNR: 1303 -PSU /PIPE SYST PUMP HOUSE |  |  | P01-PP02 |  |  |  | API 5L,GR B |  |  | -
476 | UPDATE-1 | REGION 5 | TBBM MALANG | C | 1303-P02-PPI1/00 | 1303-P02-PP01/00 | 1303-P02-PP01/00 | 1303-P02-PP01/00 | OK | P02-PP01 | PCE | V |  | 01 | PCE | PIPING INLET PUMP P-02 | SF_PIPA | GROES: 6IN,SCH40; IWERK: 1303; INGRP: 049; GEWRK: 1303-LJP; WERGW: 1303; RBNR: 4001; SWERK: 1303; STORT: F303-PPP; BEBER: F01; ABCKZ: V; BUKRS: 2222; KOSTL: 2222I55221; PROID: D43/XX/B6-1303/RT1/PPP; TPLNR: 1303 -PSU /PIPE SYST PUMP HOUSE |  |  | P02-PP01 |  |  |  | API 5L,GR B |  |  | -
477 | UPDATE-1 | REGION 5 | TBBM MALANG | C | 1303-P02-PPO2/00 | 1303-P02-PP02/00 | 1303-P02-PP02/00 | 1303-P02-PP02/00 | OK | P02-PP02 | PCE | V |  | 01 | PCE | PIPING OUTLET PUMP P-02 | SF_PIPA | GROES: 6IN,SCH40; IWERK: 1303; INGRP: 049; GEWRK: 1303-LJP; WERGW: 1303; RBNR: 4001; SWERK: 1303; STORT: F303-PPP; BEBER: F01; ABCKZ: V; BUKRS: 2222; KOSTL: 2222I55221; PROID: D43/XX/B6-1303/RT1/PPP; TPLNR: 1303 -PSU /PIPE SYST PUMP HOUSE |  |  | P02-PP02 |  |  |  | API 5L,GR B |  |  | -
478 | UPDATE-1 | REGION 5 | TBBM MALANG | C | 1303-P03-PPI1/00 | 1303-P03-PP01/00 | 1303-P03-PP01/00 | 1303-P03-PP01/00 | OK | P03-PP01 |  | V |  | 01 |  | PIPING INLET PUMP P-03 | SF_PIPA | GROES: 6IN,SCH40; IWERK: 1303; INGRP: 049; GEWRK: 1303-LJP; WERGW: 1303; RBNR: 4001; SWERK: 1303; STORT: F303-PPP; BEBER: F01; ABCKZ: T; BUKRS: 2222; KOSTL: 2222I55221; PROID: D43/XX/B6-1303/RT1/PPP; TPLNR: 1303 -PSU /PIPE SYST PUMP HOUSE |  |  | P03-PP01 |  |  |  | API 5L,GR B |  |  | -
479 | UPDATE-1 | REGION 5 | TBBM MALANG | C | 1303-P03-PPO2/00 | 1303-P03-PP02/00 | 1303-P03-PP02/00 | 1303-P03-PP02/00 | OK | P03-PP02 |  | V |  | 01 |  | PIPING OUTLET PUMP P-03 | SF_PIPA | GROES: 6IN,SCH40; IWERK: 1303; INGRP: 049; GEWRK: 1303-LJP; WERGW: 1303; RBNR: 4001; SWERK: 1303; STORT: F303-PPP; BEBER: F01; ABCKZ: T; BUKRS: 2222; KOSTL: 2222I55221; PROID: D43/XX/B6-1303/RT1/PPP; TPLNR: 1303 -PSU /PIPE SYST PUMP HOUSE |  |  | P03-PP02 |  |  |  | API 5L,GR B |  |  | -
480 | UPDATE-1 | REGION 5 | TBBM MALANG | C | 1303-P04-PPI1/00 | 1303-P04-PP01/00 | 1303-P04-PP01/00 | 1303-P04-PP01/00 | OK | P04-PP01 |  | V |  | 01 |  | PIPING INLET PUMP P-04 | SF_PIPA | GROES: 6IN,SCH40; IWERK: 1303; INGRP: 049; GEWRK: 1303-LJP; WERGW: 1303; RBNR: 4001; SWERK: 1303; STORT: F303-PPP; BEBER: F01; ABCKZ: T; BUKRS: 2222; KOSTL: 2222I55221; PROID: D43/XX/B6-1303/RT1/PPP; TPLNR: 1303 -PSU /PIPE SYST PUMP HOUSE |  |  | P04-PP01 |  |  |  | API 5L,GR B |  |  | -
481 | UPDATE-1 | REGION 5 | TBBM MALANG | C | 1303-P04-PPO2/00 | 1303-P04-PP02/00 | 1303-P04-PP02/00 | 1303-P04-PP02/00 | OK | P04-PP02 |  | V |  | 01 |  | PIPING OUTLET PUMP P-04 | SF_PIPA | GROES: 6IN,SCH40; IWERK: 1303; INGRP: 049; GEWRK: 1303-LJP; WERGW: 1303; RBNR: 4001; SWERK: 1303; STORT: F303-PPP; BEBER: F01; ABCKZ: T; BUKRS: 2222; KOSTL: 2222I55221; PROID: D43/XX/B6-1303/RT1/PPP; TPLNR: 1303 -PSU /PIPE SYST PUMP HOUSE |  |  | P04-PP02 |  |  |  | API 5L,GR B |  |  | -
482 | UPDATE-1 | REGION 5 | TBBM MALANG | C | 1303-P05-PPI1/00 | 1303-P05-PP01/00 | 1303-P05-PP01/00 | 1303-P05-PP01/00 | OK | P05-PP01 | PCE | V |  | 01 | PCE | PIPING INLET PUMP P-05 | SF_PIPA | GROES: 6IN,SCH40; IWERK: 1303; INGRP: 049; GEWRK: 1303-LJP; WERGW: 1303; RBNR: 4001; SWERK: 1303; STORT: F303-PPP; BEBER: F01; ABCKZ: V; BUKRS: 2222; KOSTL: 2222I55221; PROID: D43/XX/B6-1303/RT1/PPP; TPLNR: 1303 -PSU /PIPE SYST PUMP HOUSE |  |  | P05-PP01 |  |  |  | API 5L,GR B |  |  | -
483 | UPDATE-1 | REGION 5 | TBBM MALANG | C | 1303-P05-PPO2/00 | 1303-P05-PP02/00 | 1303-P05-PP02/00 | 1303-P05-PP02/00 | OK | P05-PP02 | PCE | V |  | 01 | PCE | PIPING OUTLET PUMP P-05 | SF_PIPA | GROES: 6IN,SCH40; IWERK: 1303; INGRP: 049; GEWRK: 1303-LJP; WERGW: 1303; RBNR: 4001; SWERK: 1303; STORT: F303-PPP; BEBER: F01; ABCKZ: V; BUKRS: 2222; KOSTL: 2222I55221; PROID: D43/XX/B6-1303/RT1/PPP; TPLNR: 1303 -PSU /PIPE SYST PUMP HOUSE |  |  | P05-PP02 |  |  |  | API 5L,GR B |  |  | -
484 | UPDATE-1 | REGION 5 | TBBM MALANG | C | 1303-P06-PPI1/00 | 1303-P06-PP01/00 | 1303-P06-PP01/00 | 1303-P06-PP01/00 | OK | P06-PP01 | PCE | V |  | 01 | PCE | PIPING INLET PUMP P-06 | SF_PIPA | GROES: 6IN,SCH40; IWERK: 1303; INGRP: 049; GEWRK: 1303-LJP; WERGW: 1303; RBNR: 4001; SWERK: 1303; STORT: F303-PPP; BEBER: F01; ABCKZ: V; BUKRS: 2222; KOSTL: 2222I55221; PROID: D43/XX/B6-1303/RT1/PPP; TPLNR: 1303 -PSU /PIPE SYST PUMP HOUSE |  |  | P06-PP01 |  |  |  | API 5L,GR B |  |  | -
485 | UPDATE-1 | REGION 5 | TBBM MALANG | C | 1303-P06-PPO2/00 | 1303-P06-PP02/00 | 1303-P06-PP02/00 | 1303-P06-PP02/00 | OK | P06-PP02 | PCE | V |  | 01 | PCE | PIPING OUTLET PUMP P-06 | SF_PIPA | GROES: 6IN,SCH40; IWERK: 1303; INGRP: 049; GEWRK: 1303-LJP; WERGW: 1303; RBNR: 4001; SWERK: 1303; STORT: F303-PPP; BEBER: F01; ABCKZ: V; BUKRS: 2222; KOSTL: 2222I55221; PROID: D43/XX/B6-1303/RT1/PPP; TPLNR: 1303 -PSU /PIPE SYST PUMP HOUSE |  |  | P06-PP02 |  |  |  | API 5L,GR B |  |  | -
486 | UPDATE-1 | REGION 5 | TBBM MALANG | C | 1303-P07-PPI1/00 | 1303-P07-PP01/00 | 1303-P07-PP01/00 | 1303-P07-PP01/00 | OK | P07-PP01 | PCE | V |  | 01 | PCE | PIPING INLET PUMP P-07 | SF_PIPA | GROES: 6IN,SCH40; IWERK: 1303; INGRP: 049; GEWRK: 1303-LJP; WERGW: 1303; RBNR: 4001; SWERK: 1303; STORT: F303-PPP; BEBER: F01; ABCKZ: V; BUKRS: 2222; KOSTL: 2222I55221; PROID: D43/XX/B6-1303/RT1/PPP; TPLNR: 1303 -PSU /PIPE SYST PUMP HOUSE |  |  | P07-PP01 |  |  |  | API 5L,GR B |  |  | -
487 | UPDATE-1 | REGION 5 | TBBM MALANG | C | 1303-P07-PPO2/00 | 1303-P07-PP02/00 | 1303-P07-PP02/00 | 1303-P07-PP02/00 | OK | P07-PP02 | PCE | V |  | 01 | PCE | PIPING OUTLET PUMP P-07 | SF_PIPA | GROES: 6IN,SCH40; IWERK: 1303; INGRP: 049; GEWRK: 1303-LJP; WERGW: 1303; RBNR: 4001; SWERK: 1303; STORT: F303-PPP; BEBER: F01; ABCKZ: V; BUKRS: 2222; KOSTL: 2222I55221; PROID: D43/XX/B6-1303/RT1/PPP; TPLNR: 1303 -PSU /PIPE SYST PUMP HOUSE |  |  | P07-PP02 |  |  |  | API 5L,GR B |  |  | -
488 | UPDATE-1 | REGION 5 | TBBM MALANG | C | 1303-P08-PPI1/00 | 1303-P08-PP01/00 | 1303-P08-PP01/00 | 1303-P08-PP01/00 | OK | P08-PP01 |  | V |  | 01 |  | PIPING INLET PUMP P-08 | SF_PIPA | GROES: 6IN,SCH40; IWERK: 1303; INGRP: 049; GEWRK: 1303-LJP; WERGW: 1303; RBNR: 4001; SWERK: 1303; STORT: F303-PPP; BEBER: F01; ABCKZ: T; BUKRS: 2222; KOSTL: 2222I55221; PROID: D43/XX/B6-1303/RT1/PPP; TPLNR: 1303 -PSU /PIPE SYST PUMP HOUSE |  |  | P08-PP01 |  |  |  | API 5L,GR B |  |  | -
489 | UPDATE-1 | REGION 5 | TBBM MALANG | C | 1303-P08-PPO2/00 | 1303-P08-PP02/00 | 1303-P08-PP02/00 | 1303-P08-PP02/00 | OK | P08-PP02 |  | V |  | 01 |  | PIPING OUTLET PUMP P-08 | SF_PIPA | GROES: 6IN,SCH40; IWERK: 1303; INGRP: 049; GEWRK: 1303-LJP; WERGW: 1303; RBNR: 4001; SWERK: 1303; STORT: F303-PPP; BEBER: F01; ABCKZ: T; BUKRS: 2222; KOSTL: 2222I55221; PROID: D43/XX/B6-1303/RT1/PPP; TPLNR: 1303 -PSU /PIPE SYST PUMP HOUSE |  |  | P08-PP02 |  |  |  | API 5L,GR B |  |  | -
490 | UPDATE-1 | REGION 5 | TBBM MALANG | C | 1303-P09-PPI1/00 | 1303-P09-PP01/00 | 1303-P09-PP01/00 | 1303-P09-PP01/00 | OK | P09-PP01 | PCE | V |  | 01 | PCE | PIPING INLET PUMP P-09 | SF_PIPA | GROES: 6IN,SCH40; IWERK: 1303; INGRP: 049; GEWRK: 1303-LJP; WERGW: 1303; RBNR: 4001; SWERK: 1303; STORT: F303-PPP; BEBER: F01; ABCKZ: V; BUKRS: 2222; KOSTL: 2222I55221; PROID: D43/XX/B6-1303/RT1/PPP; TPLNR: 1303 -PSU /PIPE SYST PUMP HOUSE |  |  | P09-PP01 |  |  |  | API 5L,GR B |  |  | -
491 | UPDATE-1 | REGION 5 | TBBM MALANG | C | 1303-P09-PPO2/00 | 1303-P09-PP02/00 | 1303-P09-PP02/00 | 1303-P09-PP02/00 | OK | P09-PP02 | PCE | V |  | 01 | PCE | PIPING OUTLET PUMP P-09 | SF_PIPA | GROES: 6IN,SCH40; IWERK: 1303; INGRP: 049; GEWRK: 1303-LJP; WERGW: 1303; RBNR: 4001; SWERK: 1303; STORT: F303-PPP; BEBER: F01; ABCKZ: V; BUKRS: 2222; KOSTL: 2222I55221; PROID: D43/XX/B6-1303/RT1/PPP; TPLNR: 1303 -PSU /PIPE SYST PUMP HOUSE |  |  | P09-PP02 |  |  |  | API 5L,GR B |  |  | -
492 | UPDATE-1 | REGION 5 | TBBM MALANG | C | 1303-P10-PPI1/00 | 1303-P10-PP01/00 | 1303-P10-PP01/00 | 1303-P10-PP01/00 | OK | P10-PP01 | PCE | V |  | 01 | PCE | PIPING INLET PUMP P-10 | SF_PIPA | GROES: 6IN,SCH40; IWERK: 1303; INGRP: 049; GEWRK: 1303-LJP; WERGW: 1303; RBNR: 4001; SWERK: 1303; STORT: F303-PPP; BEBER: F01; ABCKZ: V; BUKRS: 2222; KOSTL: 2222I55221; PROID: D43/XX/B6-1303/RT1/PPP; TPLNR: 1303 -PSU /PIPE SYST PUMP HOUSE |  |  | P10-PP01 |  |  |  | API 5L,GR B |  |  | -
493 | UPDATE-1 | REGION 5 | TBBM MALANG | C | 1303-P10-PPO2/00 | 1303-P10-PP02/00 | 1303-P10-PP02/00 | 1303-P10-PP02/00 | OK | P10-PP02 | PCE | V |  | 01 | PCE | PIPING OUTLET PUMP P-10 | SF_PIPA | GROES: 6IN,SCH40; IWERK: 1303; INGRP: 049; GEWRK: 1303-LJP; WERGW: 1303; RBNR: 4001; SWERK: 1303; STORT: F303-PPP; BEBER: F01; ABCKZ: V; BUKRS: 2222; KOSTL: 2222I55221; PROID: D43/XX/B6-1303/RT1/PPP; TPLNR: 1303 -PSU /PIPE SYST PUMP HOUSE |  |  | P10-PP02 |  |  |  | API 5L,GR B |  |  | -
494 | UPDATE-1 | REGION 5 | TBBM MALANG | C | 1303-P11-PPI1/00 | 1303-P11-PP01/00 | 1303-P11-PP01/00 | 1303-P11-PP01/00 | OK | P11-PP01 |  | V |  | 01 |  | PIPING INLET PUMP P-11 | SF_PIPA | GROES: 6IN,SCH40; IWERK: 1303; INGRP: 049; GEWRK: 1303-LJP; WERGW: 1303; RBNR: 4001; SWERK: 1303; STORT: F303-PPP; BEBER: F01; ABCKZ: T; BUKRS: 2222; KOSTL: 2222I55221; PROID: D43/XX/B6-1303/RT1/PPP; TPLNR: 1303 -PSU /PIPE SYST PUMP HOUSE |  |  | P11-PP01 |  |  |  | API 5L,GR B |  |  | -
495 | UPDATE-1 | REGION 5 | TBBM MALANG | C | 1303-P11-PPO2/00 | 1303-P11-PP02/00 | 1303-P11-PP02/00 | 1303-P11-PP02/00 | OK | P11-PP02 |  | V |  | 01 |  | PIPING OUTLET PUMP P-11 | SF_PIPA | GROES: 6IN,SCH40; IWERK: 1303; INGRP: 049; GEWRK: 1303-LJP; WERGW: 1303; RBNR: 4001; SWERK: 1303; STORT: F303-PPP; BEBER: F01; ABCKZ: T; BUKRS: 2222; KOSTL: 2222I55221; PROID: D43/XX/B6-1303/RT1/PPP; TPLNR: 1303 -PSU /PIPE SYST PUMP HOUSE |  |  | P11-PP02 |  |  |  | API 5L,GR B |  |  | -
496 | UPDATE-1 | REGION 5 | TBBM MALANG | C | 1303-P12-PPI1/00 | 1303-P12-PP01/00 | 1303-P12-PP01/00 | 1303-P12-PP01/00 | OK | P12-PP01 | PCE | V |  | 01 | PCE | PIPING INLET PUMP P-12 | SF_PIPA | GROES: 6IN,SCH40; IWERK: 1303; INGRP: 049; GEWRK: 1303-LJP; WERGW: 1303; RBNR: 4001; SWERK: 1303; STORT: F303-PPP; BEBER: F01; ABCKZ: V; BUKRS: 2222; KOSTL: 2222I55221; PROID: D43/XX/B6-1303/RT1/PPP; TPLNR: 1303 -PSU /PIPE SYST PUMP HOUSE |  |  | P12-PP01 |  |  |  | API 5L,GR B |  |  | -
497 | UPDATE-1 | REGION 5 | TBBM MALANG | C | 1303-P12-PPO2/00 | 1303-P12-PP02/00 | 1303-P12-PP02/00 | 1303-P12-PP02/00 | OK | P12-PP02 | PCE | V |  | 01 | PCE | PIPING OUTLET PUMP P-12 | SF_PIPA | GROES: 6IN,SCH40; IWERK: 1303; INGRP: 049; GEWRK: 1303-LJP; WERGW: 1303; RBNR: 4001; SWERK: 1303; STORT: F303-PPP; BEBER: F01; ABCKZ: V; BUKRS: 2222; KOSTL: 2222I55221; PROID: D43/XX/B6-1303/RT1/PPP; TPLNR: 1303 -PSU /PIPE SYST PUMP HOUSE |  |  | P12-PP02 |  |  |  | API 5L,GR B |  |  | -
498 | UPDATE-1 | REGION 5 | TBBM MALANG | C | 1303-P13-PPI1/00 | 1303-P13-PP01/00 | 1303-P13-PP01/00 | 1303-P13-PP01/00 | OK | P13-PP01 |  | V |  | 01 |  | PIPING INLET PUMP P-13 | SF_PIPA | GROES: 6IN,SCH40; IWERK: 1303; INGRP: 049; GEWRK: 1303-LJP; WERGW: 1303; RBNR: 4001; SWERK: 1303; STORT: F303-PPP; BEBER: F01; ABCKZ: T; BUKRS: 2222; KOSTL: 2222I55221; PROID: D43/XX/B6-1303/RT1/PPP; TPLNR: 1303 -PSU /PIPE SYST PUMP HOUSE |  |  | P13-PP01 |  |  |  | API 5L,GR B |  |  | -
499 | UPDATE-1 | REGION 5 | TBBM MALANG | C | 1303-P13-PPO2/00 | 1303-P13-PP02/00 | 1303-P13-PP02/00 | 1303-P13-PP02/00 | OK | P13-PP02 |  | V |  | 01 |  | PIPING OUTLET PUMP P-13 | SF_PIPA | GROES: 6IN,SCH40; IWERK: 1303; INGRP: 049; GEWRK: 1303-LJP; WERGW: 1303; RBNR: 4001; SWERK: 1303; STORT: F303-PPP; BEBER: F01; ABCKZ: T; BUKRS: 2222; KOSTL: 2222I55221; PROID: D43/XX/B6-1303/RT1/PPP; TPLNR: 1303 -PSU /PIPE SYST PUMP HOUSE |  |  | P13-PP02 |  |  |  | API 5L,GR B |  |  | -
500 | UPDATE-1 | REGION 5 | TBBM MALANG | U | 1303-PL-PP-R1/00 | 1303-PSU-PP01/00 | 1303-PSU-PP01/00 | 1303-PSU-PP01/00 | GANTI SIZE,DESKRIPSI,FL | PSU-PP01 | PCE | V |  | 01 | PCE | PIPING DISTRIBUTION FUEL PERTALITE | SF_PIPA | GROES: 10IN,SCH40; IWERK: 1303; INGRP: 049; GEWRK: 1303-LJP; WERGW: 1303; RBNR: 4001; SWERK: 1303; STORT: F303-PPP; BEBER: F01; ABCKZ: V; BUKRS: 2222; KOSTL: 2222I55221; PROID: D43/XX/B6-1303/RT1/PPP; TPLNR: 1303 -PSU /DIST PIPE PUMP HOUSE |  |  | PSU-PP01 |  |  |  | API 5L,GR B |  |  | - | [20 empty] | REVISI
501 | UPDATE-1 | REGION 5 | TBBM MALANG | U | 1303-PL-PP-R2/00 | 1303-PSU-PP02/00 | 1303-PSU-PP02/00 | 1303-PSU-PP02/00 | GANTI SIZE,DESKRIPSI,FL | PSU-PP02 | PCE | V |  | 01 | PCE | PIPING DISTRIBUTION FUEL PERTAMAX | SF_PIPA | GROES: 10IN,SCH40; IWERK: 1303; INGRP: 049; GEWRK: 1303-LJP; WERGW: 1303; RBNR: 4001; SWERK: 1303; STORT: F303-PPP; BEBER: F01; ABCKZ: V; BUKRS: 2222; KOSTL: 2222I55221; PROID: D43/XX/B6-1303/RT1/PPP; TPLNR: 1303 -PSU /DIST PIPE PUMP HOUSE |  |  | PSU-PP02 |  |  |  | API 5L,GR B |  |  | - | [20 empty] | REVISI
502 | UPDATE-1 | REGION 5 | TBBM MALANG | U | 1303-PL-PP-R3/00 | 1303-PSU-PP03/00 | 1303-PSU-PP03/00 | 1303-PSU-PP03/00 | GANTI SIZE,DESKRIPSI,FL | PSU-PP03 | PCE | V |  | 01 | PCE | PIPING DISTRIBUTION FUEL BIOSOLAR | SF_PIPA | GROES: 10IN,SCH40; IWERK: 1303; INGRP: 049; GEWRK: 1303-LJP; WERGW: 1303; RBNR: 4001; SWERK: 1303; STORT: F303-PPP; BEBER: F01; ABCKZ: V; BUKRS: 2222; KOSTL: 2222I55221; PROID: D43/XX/B6-1303/RT1/PPP; TPLNR: 1303 -PSU /DIST PIPE PUMP HOUSE |  |  | PSU-PP03 |  |  |  | API 5L,GR B |  |  | - | [20 empty] | REVISI
503 | UPDATE-1 | REGION 5 | TBBM MALANG | U | 1303-PL-PP-R4/00 | 1303-PSU-PP04/00 | 1303-PSU-PP04/00 | 1303-PSU-PP04/00 | GANTI SIZE,DESKRIPSI,FL | PSU-PP04 | PCE | V |  | 01 | PCE | PIPING DISTRIBUTION FUEL PERTADEX | SF_PIPA | GROES: 6IN,SCH40; IWERK: 1303; INGRP: 049; GEWRK: 1303-LJP; WERGW: 1303; RBNR: 4001; SWERK: 1303; STORT: F303-PPP; BEBER: F01; ABCKZ: V; BUKRS: 2222; KOSTL: 2222I55221; PROID: D43/XX/B6-1303/RT1/PPP; TPLNR: 1303 -PSU /DIST PIPE PUMP HOUSE |  |  | PSU-PP04 |  |  |  | API 5L,GR B |  |  | - | [20 empty] | REVISI
504 | UPDATE-1 | REGION 5 | TBBM MALANG | D to C | 1303-PL-PP-D1/00 | 1303-PSU-PP05/00 | 1303-RF3-PP04/00 | 1303-RF3-PP04/00 | GANTI TAG NO,SIZE,DESKRIPSI,FL | RF3-PP04 | PCE | V |  | 01 | PCE | PIPING RECEIVING FUEL PERTALITE | SF_PIPA | GROES: 6IN,SCH40; TPLNR: 1303 -RF3 /SHELTER RTW BAY 3 |  |  | RF3-PP04 |  |  |  | API 5L,GR B |  |  | - | [20 empty] | REVISI
505 | UPDATE-1 | REGION 5 | TBBM MALANG | D to C | 1303-PL-PP-D2/00 | 1303-PSU-PP06/00 | 1303-RF3-PP05/00 | 1303-RF3-PP05/00 | GANTI TAG NO,SIZE,DESKRIPSI,FL | RF3-PP05 | PCE | V |  | 01 | PCE | PIPING RECEIVING FUEL PERTAMAX | SF_PIPA | GROES: 6IN,SCH40; TPLNR: 1303 -RF3 /SHELTER RTW BAY 3 |  |  | RF3-PP05 |  |  |  | API 5L,GR B |  |  | - | [20 empty] | REVISI
506 | UPDATE-1 | REGION 5 | TBBM MALANG | D to C | 1303-PL-PP-D3/00 | 1303-PSU-PP07/00 | 1303-RF3-PP06/00 | 1303-RF3-PP06/00 | GANTI TAG NO,SIZE,DESKRIPSI,FL | RF3-PP06 | PCE | V |  | 01 | PCE | PIPING RECEIVING FUEL BIOSOLAR | SF_PIPA | GROES: 6IN,SCH40; TPLNR: 1303 -RF3 /SHELTER RTW BAY 3 |  |  | RF3-PP06 |  |  |  | API 5L,GR B |  |  | - | [20 empty] | REVISI
507 | UPDATE-1 | REGION 5 | TBBM MALANG | D to C | 1303-PL-PP-D4/00 | 1303-PSU-PP08/00 | 1303-RF4-PP02/00 | 1303-RF4-PP02/00 | GANTI TAG NO,SIZE,DESKRIPSI,FL | RF4-PP02 | PCE | V |  | 01 | PCE | PIPING RECEIVING FUEL PERTADEX | SF_PIPA | GROES: 6IN,SCH40; TPLNR: 1303 -RF4 /SHELTER ISOTANK 1 |  |  | RF4-PP02 |  |  |  | API 5L,GR B |  |  | - | [20 empty] | REVISI
508 | UPDATE-1 | REGION 5 | TBBM MALANG | C | 1303-PL-GV01/00 | 1303-PSU-GV01/00 | 1303-PSU-GV01/00 | 1303-PSU-GV01/00 | OK | PSU-GV01 |  | N |  | 01 |  | GATE VALVE MAIN PRODUK FROM TANK PL | SF_VALVE | GROES: 10IN-150PSI; IWERK: 1303; INGRP: 049; GEWRK: 1303-LJP; WERGW: 1303; RBNR: 7304; SWERK: 1303; STORT: F303-PPP; BEBER: F01; ABCKZ: V; BUKRS: 2222; KOSTL: 2222I55221; PROID: D43/XX/B6-1303/RT1/PPP; TPLNR: 1303 -PSU /PIPE SYST PUMP HOUSE |  |  | PSU-GV01 |  |  | KITZ | GATE,ASTM A216 WCB |  |  | JP
509 | UPDATE-1 | REGION 5 | TBBM MALANG | C | 1303-PL-GV02/00 | 1303-PSU-GV02/00 | 1303-PSU-GV02/00 | 1303-PSU-GV02/00 | OK | PSU-GV02 |  | N |  | 01 |  | GATE VALVE MAIN PRODUK FROM TANK PX | SF_VALVE | GROES: 10IN-150PSI; IWERK: 1303; INGRP: 049; GEWRK: 1303-LJP; WERGW: 1303; RBNR: 7304; SWERK: 1303; STORT: F303-PPP; BEBER: F01; ABCKZ: V; BUKRS: 2222; KOSTL: 2222I55221; PROID: D43/XX/B6-1303/RT1/PPP; TPLNR: 1303 -PSU /PIPE SYST PUMP HOUSE |  |  | PSU-GV02 |  |  | GLT | GATE,ASTM A216 WCB |  |  | IN
510 | UPDATE-1 | REGION 5 | TBBM MALANG | C | 1303-PL-GV03/00 | 1303-PSU-GV03/00 | 1303-PSU-GV03/00 | 1303-PSU-GV03/00 | OK | PSU-GV03 |  | N |  | 01 |  | GATE VALVE MAIN PRODUK FROM TANK BIO | SF_VALVE | GROES: 10IN-150PSI; IWERK: 1303; INGRP: 049; GEWRK: 1303-LJP; WERGW: 1303; RBNR: 7304; SWERK: 1303; STORT: F303-PPP; BEBER: F01; ABCKZ: V; BUKRS: 2222; KOSTL: 2222I55221; PROID: D43/XX/B6-1303/RT1/PPP; TPLNR: 1303 -PSU /PIPE SYST PUMP HOUSE |  |  | PSU-GV03 |  |  | GLT | GATE,ASTM A216 WCB |  |  | IN
511 | UPDATE-1 | REGION 5 | TBBM MALANG | C | NEW | 1303-PSU-GV19/00 | 1303-PSU-GV19/00 | 1303-PSU-GV19/00 | OK | PSU-GV19 |  | N |  | 01 |  | GATE VALVE P01 TO PERTALITE HEADER | SF_VALVE | GROES: 6IN-150PSI; IWERK: 1303; INGRP: 049; GEWRK: 1303-LJP; WERGW: 1303; RBNR: 7304; SWERK: 1303; STORT: F303-PPP; BEBER: F01; ABCKZ: V; BUKRS: 2222; KOSTL: 2222I55221; PROID: D43/XX/B6-1303/RT1/PPP; TPLNR: 1303 -PSU /PIPE SYST PUMP HOUSE |  |  | PSU-GV19 |  |  | GLT | GATE,ASTM A216 WCB |  |  | IN
512 | UPDATE-1 | REGION 5 | TBBM MALANG | C | NEW | 1303-PSU-GV21/00 | 1303-PSU-GV21/00 | 1303-PSU-GV21/00 | OK | PSU-GV21 |  | N |  | 01 |  | GATE VALVE P01 TO PERTALITE HEADER | SF_VALVE | GROES: 6IN-150PSI; IWERK: 1303; INGRP: 049; GEWRK: 1303-LJP; WERGW: 1303; RBNR: 7304; SWERK: 1303; STORT: F303-PPP; BEBER: F01; ABCKZ: V; BUKRS: 2222; KOSTL: 2222I55221; PROID: D43/XX/B6-1303/RT1/PPP; TPLNR: 1303 -PSU /PIPE SYST PUMP HOUSE |  |  | PSU-GV21 |  |  | CRANE | GATE,ASTM A216 WCB |  |  | US
513 | UPDATE-1 | REGION 5 | TBBM MALANG | C | NEW | 1303-PSU-GV23/00 | 1303-PSU-GV23/00 | 1303-PSU-GV23/00 | OK | PSU-GV23 |  | N |  | 01 |  | GATE VALVE P02 TO PERTALITE HEADER | SF_VALVE | GROES: 6IN-150PSI; IWERK: 1303; INGRP: 049; GEWRK: 1303-LJP; WERGW: 1303; RBNR: 7304; SWERK: 1303; STORT: F303-PPP; BEBER: F01; ABCKZ: V; BUKRS: 2222; KOSTL: 2222I55221; PROID: D43/XX/B6-1303/RT1/PPP; TPLNR: 1303 -PSU /PIPE SYST PUMP HOUSE |  |  | PSU-GV23 |  |  | CRANE | GATE,ASTM A216 WCB |  |  | US
514 | UPDATE-1 | REGION 5 | TBBM MALANG | C | NEW | 1303-PSU-GV25/00 | 1303-PSU-GV25/00 | 1303-PSU-GV25/00 | OK | PSU-GV25 |  | N |  | 01 |  | GATE VALVE BY PASS P02 TO P01 | SF_VALVE | GROES: 6IN-150PSI; IWERK: 1303; INGRP: 049; GEWRK: 1303-LJP; WERGW: 1303; RBNR: 7304; SWERK: 1303; STORT: F303-PPP; BEBER: F01; ABCKZ: V; BUKRS: 2222; KOSTL: 2222I55221; PROID: D43/XX/B6-1303/RT1/PPP; TPLNR: 1303 -PSU /PIPE SYST PUMP HOUSE |  |  | PSU-GV25 |  |  | DIKKERS | GATE,ASTM A216 WCB |  |  | NL
515 | UPDATE-1 | REGION 5 | TBBM MALANG | C | NEW | 1303-PSU-GV26/00 | 1303-PSU-GV26/00 | 1303-PSU-GV26/00 | OK | PSU-GV26 |  | N |  | 01 |  | GATE VALVE BY PASS P02 TO P03 | SF_VALVE | GROES: 6IN-150PSI; IWERK: 1303; INGRP: 049; GEWRK: 1303-LJP; WERGW: 1303; RBNR: 7304; SWERK: 1303; STORT: F303-PPP; BEBER: F01; ABCKZ: V; BUKRS: 2222; KOSTL: 2222I55221; PROID: D43/XX/B6-1303/RT1/PPP; TPLNR: 1303 -PSU /PIPE SYST PUMP HOUSE |  |  | PSU-GV26 |  |  | CRANE | GATE,ASTM A216 WCB |  |  | US
516 | UPDATE-1 | REGION 5 | TBBM MALANG | C | NEW | 1303-PSU-GV34/00 | 1303-PSU-GV34/00 | 1303-PSU-GV34/00 | OK | PSU-GV34 |  | N |  | 01 |  | GATE VALVE BYPASS P05 TO PERTADEX HEADER | SF_VALVE | GROES: 6IN-150PSI; IWERK: 1303; INGRP: 049; GEWRK: 1303-LJP; WERGW: 1303; RBNR: 7304; SWERK: 1303; STORT: F303-PPP; BEBER: F01; ABCKZ: V; BUKRS: 2222; KOSTL: 2222I55221; PROID: D43/XX/B6-1303/RT1/PPP; TPLNR: 1303 -PSU /PIPE SYST PUMP HOUSE |  |  | PSU-GV34 |  |  | GLT | GATE,ASTM A216 WCB |  |  | IN
517 | UPDATE-1 | REGION 5 | TBBM MALANG | C | NEW | 1303-PSU-GV37/00 | 1303-PSU-GV37/00 | 1303-PSU-GV37/00 | OK | PSU-GV37 |  | N |  | 01 |  | GATE VALVE BY PASS P05 TO P07 | SF_VALVE | GROES: 6IN-150PSI; IWERK: 1303; INGRP: 049; GEWRK: 1303-LJP; WERGW: 1303; RBNR: 7304; SWERK: 1303; STORT: F303-PPP; BEBER: F01; ABCKZ: V; BUKRS: 2222; KOSTL: 2222I55221; PROID: D43/XX/B6-1303/RT1/PPP; TPLNR: 1303 -PSU /PIPE SYST PUMP HOUSE |  |  | PSU-GV37 |  |  | CRANE | GATE,ASTM A216 WCB |  |  | US
518 | UPDATE-1 | REGION 5 | TBBM MALANG | C | NEW | 1303-PSU-GV39/00 | 1303-PSU-GV39/00 | 1303-PSU-GV39/00 | OK | PSU-GV39 |  | N |  | 01 |  | GATE VALVE P06 TO BIOSOLAR HEADER | SF_VALVE | GROES: 6IN-150PSI; IWERK: 1303; INGRP: 049; GEWRK: 1303-LJP; WERGW: 1303; RBNR: 7304; SWERK: 1303; STORT: F303-PPP; BEBER: F01; ABCKZ: V; BUKRS: 2222; KOSTL: 2222I55221; PROID: D43/XX/B6-1303/RT1/PPP; TPLNR: 1303 -PSU /PIPE SYST PUMP HOUSE |  |  | PSU-GV39 |  |  | CRANE | GATE,ASTM A216 WCB |  |  | US
519 | UPDATE-1 | REGION 5 | TBBM MALANG | C | NEW | 1303-PSU-GV41/00 | 1303-PSU-GV41/00 | 1303-PSU-GV41/00 | OK | PSU-GV41 |  | N |  | 01 |  | GATE VALVE P07 TO BIOSOLAR HEADER | SF_VALVE | GROES: 6IN-150PSI; IWERK: 1303; INGRP: 049; GEWRK: 1303-LJP; WERGW: 1303; RBNR: 7304; SWERK: 1303; STORT: F303-PPP; BEBER: F01; ABCKZ: V; BUKRS: 2222; KOSTL: 2222I55221; PROID: D43/XX/B6-1303/RT1/PPP; TPLNR: 1303 -PSU /PIPE SYST PUMP HOUSE |  |  | PSU-GV41 |  |  | CRANE | GATE,ASTM A216 WCB |  |  | US
520 | UPDATE-1 | REGION 5 | TBBM MALANG | C | NEW | 1303-PSU-GV50/00 | 1303-PSU-GV50/00 | 1303-PSU-GV50/00 | OK | PSU-GV50 |  | N |  | 01 |  | GATE VALVE PERTAMAX HEADER TO P10 | SF_VALVE | GROES: 6IN-150PSI; IWERK: 1303; INGRP: 049; GEWRK: 1303-LJP; WERGW: 1303; RBNR: 7304; SWERK: 1303; STORT: F303-PPP; BEBER: F01; ABCKZ: V; BUKRS: 2222; KOSTL: 2222I55221; PROID: D43/XX/B6-1303/RT1/PPP; TPLNR: 1303 -PSU /PIPE SYST PUMP HOUSE |  |  | PSU-GV50 |  |  | KITZ | GATE,ASTM A216 WCB |  |  | JP
521 | UPDATE-1 | REGION 5 | TBBM MALANG | C | NEW | 1303-PSU-GV52/00 | 1303-PSU-GV52/00 | 1303-PSU-GV52/00 | OK | PSU-GV52 |  | N |  | 01 |  | GATE VALVE P10 TO PERTAMAX HEADER | SF_VALVE | GROES: 6IN-150PSI; IWERK: 1303; INGRP: 049; GEWRK: 1303-LJP; WERGW: 1303; RBNR: 7304; SWERK: 1303; STORT: F303-PPP; BEBER: F01; ABCKZ: V; BUKRS: 2222; KOSTL: 2222I55221; PROID: D43/XX/B6-1303/RT1/PPP; TPLNR: 1303 -PSU /PIPE SYST PUMP HOUSE |  |  | PSU-GV52 |  |  | ALFA VALVES INDONESIA | GATE,ASTM A216 WCB |  |  | ID
522 | UPDATE-1 | REGION 5 | TBBM MALANG | C | NEW | 1303-PSU-GV53/00 | 1303-PSU-GV53/00 | 1303-PSU-GV53/00 | OK | PSU-GV53 |  | N |  | 01 |  | GATE VALVE PERTAMAX HEADER TO P12 | SF_VALVE | GROES: 6IN-150PSI; IWERK: 1303; INGRP: 049; GEWRK: 1303-LJP; WERGW: 1303; RBNR: 7304; SWERK: 1303; STORT: F303-PPP; BEBER: F01; ABCKZ: V; BUKRS: 2222; KOSTL: 2222I55221; PROID: D43/XX/B6-1303/RT1/PPP; TPLNR: 1303 -PSU /PIPE SYST PUMP HOUSE |  |  | PSU-GV53 |  |  | CRANE | GATE,ASTM A216 WCB |  |  | US
523 | UPDATE-1 | REGION 5 | TBBM MALANG | C | NEW | 1303-PSU-GV54/00 | 1303-PSU-GV54/00 | 1303-PSU-GV54/00 | OK | PSU-GV54 |  | N |  | 01 |  | GATE VALVE FROM HEADER PERTALITE | SF_VALVE | GROES: 6IN-150PSI; IWERK: 1303; INGRP: 049; GEWRK: 1303-LJP; WERGW: 1303; RBNR: 7304; SWERK: 1303; STORT: F303-PPP; BEBER: F01; ABCKZ: V; BUKRS: 2222; KOSTL: 2222I55221; PROID: D43/XX/B6-1303/RT1/PPP; TPLNR: 1303 -PSU /PIPE SYST PUMP HOUSE |  |  | PSU-GV54 |  |  | CRANE | GATE,ASTM A216 WCB |  |  | US
524 | UPDATE-1 | REGION 5 | TBBM MALANG | C | NEW | 1303-PSU-GV55/00 | 1303-PSU-GV55/00 | 1303-PSU-GV55/00 | OK | PSU-GV55 |  | N |  | 01 |  | GATE VALVE FROM HEADER PERTAMAX | SF_VALVE | GROES: 6IN-150PSI; IWERK: 1303; INGRP: 049; GEWRK: 1303-LJP; WERGW: 1303; RBNR: 7304; SWERK: 1303; STORT: F303-PPP; BEBER: F01; ABCKZ: V; BUKRS: 2222; KOSTL: 2222I55221; PROID: D43/XX/B6-1303/RT1/PPP; TPLNR: 1303 -PSU /PIPE SYST PUMP HOUSE |  |  | PSU-GV55 |  |  | CRANE | GATE,ASTM A216 WCB |  |  | US
525 | UPDATE-1 | REGION 5 | TBBM MALANG | C | NEW | 1303-PSU-GV56/00 | 1303-PSU-GV56/00 | 1303-PSU-GV56/00 | OK | PSU-GV56 |  | N |  | 01 |  | GATE VALVE TO HEADER PERTAMAX | SF_VALVE | GROES: 6IN-150PSI; IWERK: 1303; INGRP: 049; GEWRK: 1303-LJP; WERGW: 1303; RBNR: 7304; SWERK: 1303; STORT: F303-PPP; BEBER: F01; ABCKZ: V; BUKRS: 2222; KOSTL: 2222I55221; PROID: D43/XX/B6-1303/RT1/PPP; TPLNR: 1303 -PSU /PIPE SYST PUMP HOUSE |  |  | PSU-GV56 |  |  | CRANE | GATE,ASTM A216 WCB |  |  | US
526 | UPDATE-1 | REGION 5 | TBBM MALANG | C | NEW | 1303-PSU-GV61/00 | 1303-PSU-GV61/00 | 1303-PSU-GV61/00 | OK | PSU-GV61 |  | N |  | 01 |  | GATE VALVE IN,PIPE REC PROD 4,P13 | SF_VALVE | GROES: 6IN-150PSI; IWERK: 1303; INGRP: 049; GEWRK: 1303-LJP; WERGW: 1303; RBNR: 7304; SWERK: 1303; STORT: F303-PPP; BEBER: F01; ABCKZ: V; BUKRS: 2222; KOSTL: 2222I55221; PROID: D43/XX/B6-1303/RT1/PPP; TPLNR: 1303 -PSU /PIPE SYST PUMP HOUSE |  |  | PSU-GV61 |  |  | CRANE | GATE,ASTM A216 WCB |  |  | US
527 | UPDATE-1 | REGION 5 | TBBM MALANG | C | NEW | 1303-PSU-GV63/00 | 1303-PSU-GV63/00 | 1303-PSU-GV63/00 | OK | PSU-GV63 |  | N |  | 01 |  | GATE VALVE OUT,PIPE REC PROD 4,P13 | SF_VALVE | GROES: 6IN-150PSI; IWERK: 1303; INGRP: 049; GEWRK: 1303-LJP; WERGW: 1303; RBNR: 7304; SWERK: 1303; STORT: F303-PPP; BEBER: F01; ABCKZ: V; BUKRS: 2222; KOSTL: 2222I55221; PROID: D43/XX/B6-1303/RT1/PPP; TPLNR: 1303 -PSU /PIPE SYST PUMP HOUSE |  |  | PSU-GV63 |  |  | CRANE | GATE,ASTM A216 WCB |  |  | US
528 | UPDATE-1 | REGION 5 | TBBM MALANG | C | NEW | 1303-PSU-GV46/00 | 1303-PSU-GV46/00 | 1303-PSU-GV46/00 | OK | PSU-GV46 |  | N |  | 01 |  | GATE VALVE PERTAMAX HEADER TO P09 | SF_VALVE | GROES: 6IN-150PSI; IWERK: 1303; INGRP: 049; GEWRK: 1303-LJP; WERGW: 1303; RBNR: 7304; SWERK: 1303; STORT: F303-PPP; BEBER: F01; ABCKZ: V; BUKRS: 2222; KOSTL: 2222I55221; PROID: D43/XX/B6-1303/RT1/PPP; TPLNR: 1303 -PSU /PIPE SYST PUMP HOUSE |  |  | PSU-GV46 |  |  | CRANE | GATE,ASTM A216 WCB |  |  | US
529 | UPDATE-1 | REGION 5 | TBBM MALANG | C | NEW | 1303-PSU-GV48/00 | 1303-PSU-GV48/00 | 1303-PSU-GV48/00 | OK | PSU-GV48 |  | N |  | 01 |  | GATE VALVE P09 TO PERTAMAX HEADER | SF_VALVE | GROES: 6IN-150PSI; IWERK: 1303; INGRP: 049; GEWRK: 1303-LJP; WERGW: 1303; RBNR: 7304; SWERK: 1303; STORT: F303-PPP; BEBER: F01; ABCKZ: V; BUKRS: 2222; KOSTL: 2222I55221; PROID: D43/XX/B6-1303/RT1/PPP; TPLNR: 1303 -PSU /PIPE SYST PUMP HOUSE |  |  | PSU-GV48 |  |  | KITZ | GATE,ASTM A216 WCB |  |  | JP
530 | UPDATE-1 | REGION 5 | TBBM MALANG | C | NEW | 1303-PSU-GV18/00 | 1303-PSU-GV18/00 | 1303-PSU-GV18/00 | OK | PSU-GV18 |  | N |  | 01 |  | GATE VALVE PERTALITE HEADER TO P01 | SF_VALVE | GROES: 6IN-150PSI; IWERK: 1303; INGRP: 049; GEWRK: 1303-LJP; WERGW: 1303; RBNR: 7304; SWERK: 1303; STORT: F303-PPP; BEBER: F01; ABCKZ: V; BUKRS: 2222; KOSTL: 2222I55221; PROID: D43/XX/B6-1303/RT1/PPP; TPLNR: 1303 -PSU /PIPE SYST PUMP HOUSE |  |  | PSU-GV18 |  |  | GLT | GATE,ASTM A216 WCB |  |  | IN
531 | UPDATE-1 | REGION 5 | TBBM MALANG | C | NEW | 1303-PSU-GV20/00 | 1303-PSU-GV20/00 | 1303-PSU-GV20/00 | OK | PSU-GV20 |  | N |  | 01 |  | GATE VALVE P01 TO PERTALITE HEADER | SF_VALVE | GROES: 6IN-150PSI; IWERK: 1303; INGRP: 049; GEWRK: 1303-LJP; WERGW: 1303; RBNR: 7304; SWERK: 1303; STORT: F303-PPP; BEBER: F01; ABCKZ: V; BUKRS: 2222; KOSTL: 2222I55221; PROID: D43/XX/B6-1303/RT1/PPP; TPLNR: 1303 -PSU /PIPE SYST PUMP HOUSE |  |  | PSU-GV20 |  |  | CRANE | GATE,ASTM A216 WCB |  |  | US
532 | UPDATE-1 | REGION 5 | TBBM MALANG | C | NEW | 1303-PSU-GV22/00 | 1303-PSU-GV22/00 | 1303-PSU-GV22/00 | OK | PSU-GV22 |  | N |  | 01 |  | GATE VALVE PERTALITE HEADER TO P02 | SF_VALVE | GROES: 6IN-150PSI; IWERK: 1303; INGRP: 049; GEWRK: 1303-LJP; WERGW: 1303; RBNR: 7304; SWERK: 1303; STORT: F303-PPP; BEBER: F01; ABCKZ: V; BUKRS: 2222; KOSTL: 2222I55221; PROID: D43/XX/B6-1303/RT1/PPP; TPLNR: 1303 -PSU /PIPE SYST PUMP HOUSE |  |  | PSU-GV22 |  |  | KSB | GATE,ASTM A216 WCB |  |  | DE
533 | UPDATE-1 | REGION 5 | TBBM MALANG | C | NEW | 1303-PSU-GV24/00 | 1303-PSU-GV24/00 | 1303-PSU-GV24/00 | OK | PSU-GV24 |  | N |  | 01 |  | GATE VALVE P02 TO PERTALITE HEADER | SF_VALVE | GROES: 6IN-150PSI; IWERK: 1303; INGRP: 049; GEWRK: 1303-LJP; WERGW: 1303; RBNR: 7304; SWERK: 1303; STORT: F303-PPP; BEBER: F01; ABCKZ: V; BUKRS: 2222; KOSTL: 2222I55221; PROID: D43/XX/B6-1303/RT1/PPP; TPLNR: 1303 -PSU /PIPE SYST PUMP HOUSE |  |  | PSU-GV24 |  |  | DIKKERS | GATE,ASTM A216 WCB |  |  | NL
534 | UPDATE-1 | REGION 5 | TBBM MALANG | C | NEW | 1303-PSU-GV27/00 | 1303-PSU-GV27/00 | 1303-PSU-GV27/00 | OK | PSU-GV27 |  | N |  | 01 |  | GATE VALVE PERTALITE HEADER TO P03 | SF_VALVE | GROES: 6IN-150PSI; IWERK: 1303; INGRP: 049; GEWRK: 1303-LJP; WERGW: 1303; RBNR: 7304; SWERK: 1303; STORT: F303-PPP; BEBER: F01; ABCKZ: V; BUKRS: 2222; KOSTL: 2222I55221; PROID: D43/XX/B6-1303/RT1/PPP; TPLNR: 1303 -PSU /PIPE SYST PUMP HOUSE |  |  | PSU-GV27 |  |  | KITZ | GATE,ASTM A216 WCB |  |  | JP
535 | UPDATE-1 | REGION 5 | TBBM MALANG | C | NEW | 1303-PSU-GV28/00 | 1303-PSU-GV28/00 | 1303-PSU-GV28/00 | OK | PSU-GV28 |  | N |  | 01 |  | GATE VALVE BY PASS P03 TO P02 | SF_VALVE | GROES: 6IN-150PSI; IWERK: 1303; INGRP: 049; GEWRK: 1303-LJP; WERGW: 1303; RBNR: 7304; SWERK: 1303; STORT: F303-PPP; BEBER: F01; ABCKZ: V; BUKRS: 2222; KOSTL: 2222I55221; PROID: D43/XX/B6-1303/RT1/PPP; TPLNR: 1303 -PSU /PIPE SYST PUMP HOUSE |  |  | PSU-GV28 |  |  | CRANE | GATE,ASTM A216 WCB |  |  | US
536 | UPDATE-1 | REGION 5 | TBBM MALANG | C | NEW | 1303-PSU-GV29/00 | 1303-PSU-GV29/00 | 1303-PSU-GV29/00 | OK | PSU-GV29 |  | N |  | 01 |  | GATE VALVE PERTALITE HEADER TO P04 | SF_VALVE | GROES: 6IN-150PSI; IWERK: 1303; INGRP: 049; GEWRK: 1303-LJP; WERGW: 1303; RBNR: 7304; SWERK: 1303; STORT: F303-PPP; BEBER: F01; ABCKZ: V; BUKRS: 2222; KOSTL: 2222I55221; PROID: D43/XX/B6-1303/RT1/PPP; TPLNR: 1303 -PSU /PIPE SYST PUMP HOUSE |  |  | PSU-GV29 |  |  | CRANE | GATE,ASTM A216 WCB |  |  | US
537 | UPDATE-1 | REGION 5 | TBBM MALANG | C | NEW | 1303-PSU-GV30/00 | 1303-PSU-GV30/00 | 1303-PSU-GV30/00 | OK | PSU-GV30 |  | N |  | 01 |  | GATE VALVE P04 TO P03 | SF_VALVE | GROES: 6IN-150PSI; IWERK: 1303; INGRP: 049; GEWRK: 1303-LJP; WERGW: 1303; RBNR: 7304; SWERK: 1303; STORT: F303-PPP; BEBER: F01; ABCKZ: V; BUKRS: 2222; KOSTL: 2222I55221; PROID: D43/XX/B6-1303/RT1/PPP; TPLNR: 1303 -PSU /PIPE SYST PUMP HOUSE |  |  | PSU-GV30 |  |  | GLT | GATE,ASTM A216 WCB |  |  | IN
538 | UPDATE-1 | REGION 5 | TBBM MALANG | C | NEW | 1303-PSU-GV31/00 | 1303-PSU-GV31/00 | 1303-PSU-GV31/00 | OK | PSU-GV31 |  | N |  | 01 |  | GATE VALVE BY PASS P04 TO P03 | SF_VALVE | GROES: 6IN-150PSI; IWERK: 1303; INGRP: 049; GEWRK: 1303-LJP; WERGW: 1303; RBNR: 7304; SWERK: 1303; STORT: F303-PPP; BEBER: F01; ABCKZ: V; BUKRS: 2222; KOSTL: 2222I55221; PROID: D43/XX/B6-1303/RT1/PPP; TPLNR: 1303 -PSU /PIPE SYST PUMP HOUSE |  |  | PSU-GV31 |  |  | CRANE | GATE,ASTM A216 WCB |  |  | US
539 | UPDATE-1 | REGION 5 | TBBM MALANG | C | NEW | 1303-PSU-GV33/00 | 1303-PSU-GV33/00 | 1303-PSU-GV33/00 | OK | PSU-GV33 |  | N |  | 01 |  | GATE VALVE P05 TO PERTADEX HEADER | SF_VALVE | GROES: 6IN-150PSI; IWERK: 1303; INGRP: 049; GEWRK: 1303-LJP; WERGW: 1303; RBNR: 7304; SWERK: 1303; STORT: F303-PPP; BEBER: F01; ABCKZ: V; BUKRS: 2222; KOSTL: 2222I55221; PROID: D43/XX/B6-1303/RT1/PPP; TPLNR: 1303 -PSU /PIPE SYST PUMP HOUSE |  |  | PSU-GV33 |  |  | CRANE | GATE,ASTM A216 WCB |  |  | US
540 | UPDATE-1 | REGION 5 | TBBM MALANG | C | NEW | 1303-PSU-GV32/00 | 1303-PSU-GV32/00 | 1303-PSU-GV32/00 | OK | PSU-GV32 |  | N |  | 01 |  | GATE VALVE PERTADEX HEADER TO P05 | SF_VALVE | GROES: 6IN-150PSI; IWERK: 1303; INGRP: 049; GEWRK: 1303-LJP; WERGW: 1303; RBNR: 7304; SWERK: 1303; STORT: F303-PPP; BEBER: F01; ABCKZ: V; BUKRS: 2222; KOSTL: 2222I55221; PROID: D43/XX/B6-1303/RT1/PPP; TPLNR: 1303 -PSU /PIPE SYST PUMP HOUSE |  |  | PSU-GV32 |  |  | GLT | GATE,ASTM A216 WCB |  |  | IN
541 | UPDATE-1 | REGION 5 | TBBM MALANG | C | NEW | 1303-PSU-GV35/00 | 1303-PSU-GV35/00 | 1303-PSU-GV35/00 | OK | PSU-GV35 |  | N |  | 01 |  | GATE VALVE P06 TO P05 | SF_VALVE | GROES: 6IN-150PSI; IWERK: 1303; INGRP: 049; GEWRK: 1303-LJP; WERGW: 1303; RBNR: 7304; SWERK: 1303; STORT: F303-PPP; BEBER: F01; ABCKZ: V; BUKRS: 2222; KOSTL: 2222I55221; PROID: D43/XX/B6-1303/RT1/PPP; TPLNR: 1303 -PSU /PIPE SYST PUMP HOUSE |  |  | PSU-GV35 |  |  | CRANE | GATE,ASTM A216 WCB |  |  | US
542 | UPDATE-1 | REGION 5 | TBBM MALANG | C | NEW | 1303-PSU-GV36/00 | 1303-PSU-GV36/00 | 1303-PSU-GV36/00 | OK | PSU-GV36 |  | N |  | 01 |  | GATE VALVE BIOSOLAR HEADER TO P06 | SF_VALVE | GROES: 6IN-150PSI; IWERK: 1303; INGRP: 049; GEWRK: 1303-LJP; WERGW: 1303; RBNR: 7304; SWERK: 1303; STORT: F303-PPP; BEBER: F01; ABCKZ: V; BUKRS: 2222; KOSTL: 2222I55221; PROID: D43/XX/B6-1303/RT1/PPP; TPLNR: 1303 -PSU /PIPE SYST PUMP HOUSE |  |  | PSU-GV36 |  |  | CRANE | GATE,ASTM A216 WCB |  |  | US
543 | UPDATE-1 | REGION 5 | TBBM MALANG | C | NEW | 1303-PSU-GV38/00 | 1303-PSU-GV38/00 | 1303-PSU-GV38/00 | OK | PSU-GV38 |  | N |  | 01 |  | GATE VALVE P06 TO BIOSOLAR HEADER | SF_VALVE | GROES: 6IN-150PSI; IWERK: 1303; INGRP: 049; GEWRK: 1303-LJP; WERGW: 1303; RBNR: 7304; SWERK: 1303; STORT: F303-PPP; BEBER: F01; ABCKZ: V; BUKRS: 2222; KOSTL: 2222I55221; PROID: D43/XX/B6-1303/RT1/PPP; TPLNR: 1303 -PSU /PIPE SYST PUMP HOUSE |  |  | PSU-GV38 |  |  | CRANE | GATE,ASTM A216 WCB |  |  | US
544 | UPDATE-1 | REGION 5 | TBBM MALANG | C | NEW | 1303-PSU-GV40/00 | 1303-PSU-GV40/00 | 1303-PSU-GV40/00 | OK | PSU-GV40 |  | N |  | 01 |  | GATE VALVE BIOSOLAR HEADER TO P07 | SF_VALVE | GROES: 6IN-150PSI; IWERK: 1303; INGRP: 049; GEWRK: 1303-LJP; WERGW: 1303; RBNR: 7304; SWERK: 1303; STORT: F303-PPP; BEBER: F01; ABCKZ: V; BUKRS: 2222; KOSTL: 2222I55221; PROID: D43/XX/B6-1303/RT1/PPP; TPLNR: 1303 -PSU /PIPE SYST PUMP HOUSE |  |  | PSU-GV40 |  |  | CRANE | GATE,ASTM A216 WCB |  |  | US
545 | UPDATE-1 | REGION 5 | TBBM MALANG | C | NEW | 1303-PSU-GV42/00 | 1303-PSU-GV42/00 | 1303-PSU-GV42/00 | OK | PSU-GV42 |  | N |  | 01 |  | GATE VALVE P07 TO BIOSOLAR HEADER | SF_VALVE | GROES: 6IN-150PSI; IWERK: 1303; INGRP: 049; GEWRK: 1303-LJP; WERGW: 1303; RBNR: 7304; SWERK: 1303; STORT: F303-PPP; BEBER: F01; ABCKZ: V; BUKRS: 2222; KOSTL: 2222I55221; PROID: D43/XX/B6-1303/RT1/PPP; TPLNR: 1303 -PSU /PIPE SYST PUMP HOUSE |  |  | PSU-GV42 |  |  | JC | GATE,ASTM A216 WCB |  |  | ES
546 | UPDATE-1 | REGION 5 | TBBM MALANG | C | NEW | 1303-PSU-GV43/00 | 1303-PSU-GV43/00 | 1303-PSU-GV43/00 | OK | PSU-GV43 |  | N |  | 01 |  | GATE VALVE BIOSOLAR HEADER TO P08 | SF_VALVE | GROES: 6IN-150PSI; IWERK: 1303; INGRP: 049; GEWRK: 1303-LJP; WERGW: 1303; RBNR: 7304; SWERK: 1303; STORT: F303-PPP; BEBER: F01; ABCKZ: V; BUKRS: 2222; KOSTL: 2222I55221; PROID: D43/XX/B6-1303/RT1/PPP; TPLNR: 1303 -PSU /PIPE SYST PUMP HOUSE |  |  | PSU-GV43 |  |  | GLT | GATE,ASTM A216 WCB |  |  | IN
547 | UPDATE-1 | REGION 5 | TBBM MALANG | C | NEW | 1303-PSU-GV44/00 | 1303-PSU-GV44/00 | 1303-PSU-GV44/00 | OK | PSU-GV44 |  | N |  | 01 |  | GATE VALVE P08 TO BIOSOLAR HEADER | SF_VALVE | GROES: 6IN-150PSI; IWERK: 1303; INGRP: 049; GEWRK: 1303-LJP; WERGW: 1303; RBNR: 7304; SWERK: 1303; STORT: F303-PPP; BEBER: F01; ABCKZ: V; BUKRS: 2222; KOSTL: 2222I55221; PROID: D43/XX/B6-1303/RT1/PPP; TPLNR: 1303 -PSU /PIPE SYST PUMP HOUSE |  |  | PSU-GV44 |  |  | CRANE | GATE,ASTM A216 WCB |  |  | US
548 | UPDATE-1 | REGION 5 | TBBM MALANG | C | NEW | 1303-PSU-GV45/00 | 1303-PSU-GV45/00 | 1303-PSU-GV45/00 | OK | PSU-GV45 |  | N |  | 01 |  | GATE VALVE PERTAMAX HEADER TO P09 | SF_VALVE | GROES: 6IN-150PSI; IWERK: 1303; INGRP: 049; GEWRK: 1303-LJP; WERGW: 1303; RBNR: 7304; SWERK: 1303; STORT: F303-PPP; BEBER: F01; ABCKZ: V; BUKRS: 2222; KOSTL: 2222I55221; PROID: D43/XX/B6-1303/RT1/PPP; TPLNR: 1303 -PSU /PIPE SYST PUMP HOUSE |  |  | PSU-GV45 |  |  | CRANE | GATE,ASTM A216 WCB |  |  | US
549 | UPDATE-1 | REGION 5 | TBBM MALANG | C | NEW | 1303-PSU-GV47/00 | 1303-PSU-GV47/00 | 1303-PSU-GV47/00 | OK | PSU-GV47 |  | N |  | 01 |  | GATE VALVE P09 TO PERTAMAX HEADER | SF_VALVE | GROES: 6IN-150PSI; IWERK: 1303; INGRP: 049; GEWRK: 1303-LJP; WERGW: 1303; RBNR: 7304; SWERK: 1303; STORT: F303-PPP; BEBER: F01; ABCKZ: V; BUKRS: 2222; KOSTL: 2222I55221; PROID: D43/XX/B6-1303/RT1/PPP; TPLNR: 1303 -PSU /PIPE SYST PUMP HOUSE |  |  | PSU-GV47 |  |  | CRANE | GATE,ASTM A216 WCB |  |  | US
550 | UPDATE-1 | REGION 5 | TBBM MALANG | C | NEW | 1303-PSU-GV57/00 | 1303-PSU-GV57/00 | 1303-PSU-GV57/00 | OK | PSU-GV57 |  | N |  | 01 |  | GATE VALVE TO HEADER PERTALITE | SF_VALVE | GROES: 6IN-150PSI; IWERK: 1303; INGRP: 049; GEWRK: 1303-LJP; WERGW: 1303; RBNR: 7304; SWERK: 1303; STORT: F303-PPP; BEBER: F01; ABCKZ: V; BUKRS: 2222; KOSTL: 2222I55221; PROID: D43/XX/B6-1303/RT1/PPP; TPLNR: 1303 -PSU /PIPE SYST PUMP HOUSE |  |  | PSU-GV57 |  |  | CRANE | GATE,ASTM A216 WCB |  |  | US
551 | UPDATE-1 | REGION 5 | TBBM MALANG | C | NEW | 1303-PSU-GV58/00 | 1303-PSU-GV58/00 | 1303-PSU-GV58/00 | OK | PSU-GV58 |  | N |  | 01 |  | GATE VALVE P12 TO HEADER PERTALITE | SF_VALVE | GROES: 6IN-150PSI; IWERK: 1303; INGRP: 049; GEWRK: 1303-LJP; WERGW: 1303; RBNR: 7304; SWERK: 1303; STORT: F303-PPP; BEBER: F01; ABCKZ: V; BUKRS: 2222; KOSTL: 2222I55221; PROID: D43/XX/B6-1303/RT1/PPP; TPLNR: 1303 -PSU /PIPE SYST PUMP HOUSE |  |  | PSU-GV58 |  |  | CRANE | GATE,ASTM A216 WCB |  |  | US
552 | UPDATE-1 | REGION 5 | TBBM MALANG | C | NEW | 1303-PSU-GV59/00 | 1303-PSU-GV59/00 | 1303-PSU-GV59/00 | OK | PSU-GV59 |  | N |  | 01 |  | GATE VALVE P12 TO HEADER PERTAMAX | SF_VALVE | GROES: 6IN-150PSI; IWERK: 1303; INGRP: 049; GEWRK: 1303-LJP; WERGW: 1303; RBNR: 7304; SWERK: 1303; STORT: F303-PPP; BEBER: F01; ABCKZ: V; BUKRS: 2222; KOSTL: 2222I55221; PROID: D43/XX/B6-1303/RT1/PPP; TPLNR: 1303 -PSU /PIPE SYST PUMP HOUSE |  |  | PSU-GV59 |  |  | CRANE | GATE,ASTM A216 WCB |  |  | US
553 | UPDATE-1 | REGION 5 | TBBM MALANG | C | NEW | 1303-PSU-GV60/00 | 1303-PSU-GV60/00 | 1303-PSU-GV60/00 | OK | PSU-GV60 |  | N |  | 01 |  | GATE VALVE IN,PIPE DIST PROD 4,P13 | SF_VALVE | GROES: 6IN-150PSI; IWERK: 1303; INGRP: 049; GEWRK: 1303-LJP; WERGW: 1303; RBNR: 7304; SWERK: 1303; STORT: F303-PPP; BEBER: F01; ABCKZ: V; BUKRS: 2222; KOSTL: 2222I55221; PROID: D43/XX/B6-1303/RT1/PPP; TPLNR: 1303 -PSU /PIPE SYST PUMP HOUSE |  |  | PSU-GV60 |  |  | CRANE | GATE,ASTM A216 WCB |  |  | US
554 | UPDATE-1 | REGION 5 | TBBM MALANG | C | NEW | 1303-PSU-GV62/00 | 1303-PSU-GV62/00 | 1303-PSU-GV62/00 | OK | PSU-GV62 |  | N |  | 01 |  | GATE VALVE OUT,PIPE DIST PROD 4,P13 | SF_VALVE | GROES: 6IN-150PSI; IWERK: 1303; INGRP: 049; GEWRK: 1303-LJP; WERGW: 1303; RBNR: 7304; SWERK: 1303; STORT: F303-PPP; BEBER: F01; ABCKZ: V; BUKRS: 2222; KOSTL: 2222I55221; PROID: D43/XX/B6-1303/RT1/PPP; TPLNR: 1303 -PSU /PIPE SYST PUMP HOUSE |  |  | PSU-GV62 |  |  | CRANE | GATE,ASTM A216 WCB |  |  | US
555 | UPDATE-1 | REGION 5 | TBBM MALANG | C | NEW | 1303-PSU-GV49/00 | 1303-PSU-GV49/00 | 1303-PSU-GV49/00 | OK | PSU-GV49 |  | N |  | 01 |  | GATE VALVE PERTAMAX HEADER TO P10 | SF_VALVE | GROES: 6IN-150PSI; IWERK: 1303; INGRP: 049; GEWRK: 1303-LJP; WERGW: 1303; RBNR: 7304; SWERK: 1303; STORT: F303-PPP; BEBER: F01; ABCKZ: V; BUKRS: 2222; KOSTL: 2222I55221; PROID: D43/XX/B6-1303/RT1/PPP; TPLNR: 1303 -PSU /PIPE SYST PUMP HOUSE |  |  | PSU-GV49 |  |  | CRANE | GATE,ASTM A216 WCB |  |  | US
556 | UPDATE-1 | REGION 5 | TBBM MALANG | C | NEW | 1303-PSU-GV51/00 | 1303-PSU-GV51/00 | 1303-PSU-GV51/00 | OK | PSU-GV51 |  | N |  | 01 |  | GATE VALVE P10 TO PERTAMAX HEADER | SF_VALVE | GROES: 6IN-150PSI; IWERK: 1303; INGRP: 049; GEWRK: 1303-LJP; WERGW: 1303; RBNR: 7304; SWERK: 1303; STORT: F303-PPP; BEBER: F01; ABCKZ: V; BUKRS: 2222; KOSTL: 2222I55221; PROID: D43/XX/B6-1303/RT1/PPP; TPLNR: 1303 -PSU /PIPE SYST PUMP HOUSE |  |  | PSU-GV51 |  |  | CRANE | GATE,ASTM A216 WCB |  |  | US
557 | UPDATE-1 | REGION 5 | TBBM MALANG | C | NEW | 1303-PSU-GV08/00 | 1303-PSU-GV08/00 | 1303-PSU-GV08/00 | OK | PSU-GV08 |  | N |  | 01 |  | GATE VALVE TO TANK PERTALITE | SF_VALVE | GROES: 10IN-150PSI; IWERK: 1303; INGRP: 049; GEWRK: 1303-LJP; WERGW: 1303; RBNR: 7304; SWERK: 1303; STORT: F303-PPP; BEBER: F01; ABCKZ: V; BUKRS: 2222; KOSTL: 2222I55221; PROID: D43/XX/B6-1303/RT1/PPP; TPLNR: 1303 -PSU /PIPE SYST PUMP HOUSE |  |  | PSU-GV08 |  |  | KITZ | GATE,ASTM A216 WCB |  |  | JP
558 | UPDATE-1 | REGION 5 | TBBM MALANG | C | NEW | 1303-PSU-GV10/00 | 1303-PSU-GV10/00 | 1303-PSU-GV10/00 | OK | PSU-GV10 |  | N |  | 01 |  | GATE VALVE FROM PUMP TO TANK PERTAMAX | SF_VALVE | GROES: 6IN-150PSI; IWERK: 1303; INGRP: 049; GEWRK: 1303-LJP; WERGW: 1303; RBNR: 7304; SWERK: 1303; STORT: F303-PPP; BEBER: F01; ABCKZ: V; BUKRS: 2222; KOSTL: 2222I55221; PROID: D43/XX/B6-1303/RT1/PPP; TPLNR: 1303 -PSU /PIPE SYST PUMP HOUSE |  |  | PSU-GV10 |  |  | KITZ | GATE,ASTM A216 WCB |  |  | JP
559 | UPDATE-1 | REGION 5 | TBBM MALANG | C | NEW | 1303-PSU-GV12/00 | 1303-PSU-GV12/00 | 1303-PSU-GV12/00 | OK | PSU-GV12 |  | N |  | 01 |  | GATE VALVE FROM RECEIV TO PUMP BIOSOLAR | SF_VALVE | GROES: 6IN-150PSI; IWERK: 1303; INGRP: 049; GEWRK: 1303-LJP; WERGW: 1303; RBNR: 7304; SWERK: 1303; STORT: F303-PPP; BEBER: F01; ABCKZ: V; BUKRS: 2222; KOSTL: 2222I55221; PROID: D43/XX/B6-1303/RT1/PPP; TPLNR: 1303 -PSU /PIPE SYST PUMP HOUSE |  |  | PSU-GV12 |  |  | KITZ | GATE,ASTM A216 WCB |  |  | JP
560 | UPDATE-1 | REGION 5 | TBBM MALANG | C | NEW | 1303-PSU-GV09/00 | 1303-PSU-GV09/00 | 1303-PSU-GV09/00 | OK | PSU-GV09 |  | N |  | 01 |  | GATE VALVE FROM RECEIV TO PUMP PERTAMAX | SF_VALVE | GROES: 6IN-150PSI; IWERK: 1303; INGRP: 049; GEWRK: 1303-LJP; WERGW: 1303; RBNR: 7304; SWERK: 1303; STORT: F303-PPP; BEBER: F01; ABCKZ: V; BUKRS: 2222; KOSTL: 2222I55221; PROID: D43/XX/B6-1303/RT1/PPP; TPLNR: 1303 -PSU /PIPE SYST PUMP HOUSE |  |  | PSU-GV09 |  |  | GLT | GATE,ASTM A216 WCB |  |  | IN
561 | UPDATE-1 | REGION 5 | TBBM MALANG | C | NEW | 1303-PSU-STR01/00 | 1303-PSU-STR01/00 | 1303-PSU-STR01/00 | OK | PSU-STR01 |  | N |  | 01 |  | STRAINER FROM REC TO PUMP PERTALITE | SF_VALVE | GROES: 6IN-150PSI; IWERK: 1303; INGRP: 049; GEWRK: 1303-LJP; WERGW: 1303; RBNR: 3902; SWERK: 1303; STORT: F303-PPP; BEBER: F01; ABCKZ: V; BUKRS: 2222; KOSTL: 2222I55221; PROID: D43/XX/B6-1303/RT1/PPP; TPLNR: 1303 -PSU /PIPE SYST PUMP HOUSE |  |  | PSU-STR01 |  |  | CRANE | ASTM A216 WCB |  |  | US
562 | UPDATE-1 | REGION 5 | TBBM MALANG | C | NEW | 1303-PSU-GV04/00 | 1303-PSU-GV04/00 | 1303-PSU-GV04/00 | OK | PSU-GV04 |  | N |  | 01 |  | GATE VALVE FROM REC TO PUMP PERTALITE | SF_VALVE | GROES: 6IN-150PSI; IWERK: 1303; INGRP: 049; GEWRK: 1303-LJP; WERGW: 1303; RBNR: 7304; SWERK: 1303; STORT: F303-PPP; BEBER: F01; ABCKZ: V; BUKRS: 2222; KOSTL: 2222I55221; PROID: D43/XX/B6-1303/RT1/PPP; TPLNR: 1303 -PSU /PIPE SYST PUMP HOUSE |  |  | PSU-GV04 |  |  | CRANE | GATE,ASTM A216 WCB |  |  | US
563 | UPDATE-1 | REGION 5 | TBBM MALANG | C | NEW | 1303-PSU-GV05/00 | 1303-PSU-GV05/00 | 1303-PSU-GV05/00 | OK | PSU-GV05 |  | N |  | 01 |  | GATE VALVE ISOTANK AND RTW REC PERTALITE | SF_VALVE | GROES: 6IN-150PSI; IWERK: 1303; INGRP: 049; GEWRK: 1303-LJP; WERGW: 1303; RBNR: 7304; SWERK: 1303; STORT: F303-PPP; BEBER: F01; ABCKZ: V; BUKRS: 2222; KOSTL: 2222I55221; PROID: D43/XX/B6-1303/RT1/PPP; TPLNR: 1303 -PSU /PIPE SYST PUMP HOUSE |  |  | PSU-GV05 |  |  | GLT | GATE,ASTM A216 WCB |  |  | IN
564 | UPDATE-1 | REGION 5 | TBBM MALANG | C | NEW | 1303-PSU-GV06/00 | 1303-PSU-GV06/00 | 1303-PSU-GV06/00 | OK | PSU-GV06 |  | N |  | 01 |  | GATE VALVE FROM ISOTANK AND RTW REC | SF_VALVE | GROES: 6IN-150PSI; IWERK: 1303; INGRP: 049; GEWRK: 1303-LJP; WERGW: 1303; RBNR: 7304; SWERK: 1303; STORT: F303-PPP; BEBER: F01; ABCKZ: V; BUKRS: 2222; KOSTL: 2222I55221; PROID: D43/XX/B6-1303/RT1/PPP; TPLNR: 1303 -PSU /PIPE SYST PUMP HOUSE |  |  | PSU-GV06 |  |  | GLT | GATE,ASTM A216 WCB |  |  | IN
565 | UPDATE-1 | REGION 5 | TBBM MALANG | C | NEW | 1303-PSU-GV07/00 | 1303-PSU-GV07/00 | 1303-PSU-GV07/00 | OK | PSU-GV07 |  | N |  | 01 |  | GATE VALVE TO PUMP PERTALITE | SF_VALVE | GROES: 6IN-150PSI; IWERK: 1303; INGRP: 049; GEWRK: 1303-LJP; WERGW: 1303; RBNR: 7304; SWERK: 1303; STORT: F303-PPP; BEBER: F01; ABCKZ: V; BUKRS: 2222; KOSTL: 2222I55221; PROID: D43/XX/B6-1303/RT1/PPP; TPLNR: 1303 -PSU /PIPE SYST PUMP HOUSE |  |  | PSU-GV07 |  |  | GLT | GATE,ASTM A216 WCB |  |  | IN
566 | UPDATE-1 | REGION 5 | TBBM MALANG | C | NEW | 1303-PSU-STR02/00 | 1303-PSU-STR02/00 | 1303-PSU-STR02/00 | OK | PSU-STR02 |  | N |  | 01 |  | STRAINER FROM REC TO PUMP PERTAMAX | SF_VALVE | GROES: 6IN-150PSI; IWERK: 1303; INGRP: 049; GEWRK: 1303-LJP; WERGW: 1303; RBNR: 3902; SWERK: 1303; STORT: F303-PPP; BEBER: F01; ABCKZ: V; BUKRS: 2222; KOSTL: 2222I55221; PROID: D43/XX/B6-1303/RT1/PPP; TPLNR: 1303 -PSU /PIPE SYST PUMP HOUSE |  |  | PSU-STR02 |  |  |  | ASTM A216 WCB |  |  | -
567 | UPDATE-1 | REGION 5 | TBBM MALANG | C | NEW | 1303-PSU-GV11/00 | 1303-PSU-GV11/00 | 1303-PSU-GV11/00 | OK | PSU-GV11 |  | N |  | 01 |  | GATE VALVE FROM RECEIV TO PUMP BIOSOLAR | SF_VALVE | GROES: 6IN-150PSI; IWERK: 1303; INGRP: 049; GEWRK: 1303-LJP; WERGW: 1303; RBNR: 7304; SWERK: 1303; STORT: F303-PPP; BEBER: F01; ABCKZ: V; BUKRS: 2222; KOSTL: 2222I55221; PROID: D43/XX/B6-1303/RT1/PPP; TPLNR: 1303 -PSU /PIPE SYST PUMP HOUSE |  |  | PSU-GV11 |  |  | CRANE | GATE,ASTM A216 WCB |  |  | US
568 | UPDATE-1 | REGION 5 | TBBM MALANG | C | NEW | 1303-PSU-STR03/00 | 1303-PSU-STR03/00 | 1303-PSU-STR03/00 | OK | PSU-STR03 |  | N |  | 01 |  | STRAINER FROM REC TO PUMP BIOSOLAR | SF_VALVE | GROES: 6IN-150PSI; IWERK: 1303; INGRP: 049; GEWRK: 1303-LJP; WERGW: 1303; RBNR: 3902; SWERK: 1303; STORT: F303-PPP; BEBER: F01; ABCKZ: V; BUKRS: 2222; KOSTL: 2222I55221; PROID: D43/XX/B6-1303/RT1/PPP; TPLNR: 1303 -PSU /PIPE SYST PUMP HOUSE |  |  | PSU-STR03 |  |  | CRANE | ASTM A216 WCB |  |  | US
569 | UPDATE-1 | REGION 5 | TBBM MALANG | C | NEW | 1303-PSU-STR04/00 | 1303-PSU-STR04/00 | 1303-PSU-STR04/00 | OK | PSU-STR04 |  | N |  | 01 |  | STRAINER FROM REC TO PUMP PERTADEX | SF_VALVE | GROES: 6IN-150PSI; IWERK: 1303; INGRP: 049; GEWRK: 1303-LJP; WERGW: 1303; RBNR: 3902; SWERK: 1303; STORT: F303-PPP; BEBER: F01; ABCKZ: V; BUKRS: 2222; KOSTL: 2222I55221; PROID: D43/XX/B6-1303/RT1/PPP; TPLNR: 1303 -PSU /PIPE SYST PUMP HOUSE |  |  | PSU-STR04 |  |  |  | ASTM A216 WCB |  |  | -
570 | UPDATE-1 | REGION 5 | TBBM MALANG | C | NEW | 1303-PSU-GV13/00 | 1303-PSU-GV13/00 | 1303-PSU-GV13/00 | OK | PSU-GV13 |  | N |  | 01 |  | GATE VALVE FROM REC TO PUMP PERTADEX | SF_VALVE | GROES: 6IN-150PSI; IWERK: 1303; INGRP: 049; GEWRK: 1303-LJP; WERGW: 1303; RBNR: 7304; SWERK: 1303; STORT: F303-PPP; BEBER: F01; ABCKZ: V; BUKRS: 2222; KOSTL: 2222I55221; PROID: D43/XX/B6-1303/RT1/PPP; TPLNR: 1303 -PSU /PIPE SYST PUMP HOUSE |  |  | PSU-GV13 |  |  | GLT | GATE,ASTM A216 WCB |  |  | IN
571 | UPDATE-1 | REGION 5 | TBBM MALANG | C | NEW | 1303-PSU-GV14/00 | 1303-PSU-GV14/00 | 1303-PSU-GV14/00 | OK | PSU-GV14 |  | N |  | 01 |  | GATE VALVE FROM RECEIV TO PUMP PERTADEX | SF_VALVE | GROES: 6IN-150PSI; IWERK: 1303; INGRP: 049; GEWRK: 1303-LJP; WERGW: 1303; RBNR: 7304; SWERK: 1303; STORT: F303-PPP; BEBER: F01; ABCKZ: V; BUKRS: 2222; KOSTL: 2222I55221; PROID: D43/XX/B6-1303/RT1/PPP; TPLNR: 1303 -PSU /PIPE SYST PUMP HOUSE |  |  | PSU-GV14 |  |  | CRANE | GATE,ASTM A216 WCB |  |  | US
572 | UPDATE-1 | REGION 5 | TBBM MALANG | C | NEW | 1303-PSU-GV15/00 | 1303-PSU-GV15/00 | 1303-PSU-GV15/00 | OK | PSU-GV15 |  | N |  | 01 |  | GATE VALVE FRM PUMP PERTADEX TO FILLSHED | SF_VALVE | GROES: 6IN-150PSI; IWERK: 1303; INGRP: 049; GEWRK: 1303-LJP; WERGW: 1303; RBNR: 7304; SWERK: 1303; STORT: F303-PPP; BEBER: F01; ABCKZ: V; BUKRS: 2222; KOSTL: 2222I55221; PROID: D43/XX/B6-1303/RT1/PPP; TPLNR: 1303 -PSU /PIPE SYST PUMP HOUSE |  |  | PSU-GV15 |  |  | KITZ | GATE,ASTM A216 WCB |  |  | JP
573 | UPDATE-1 | REGION 5 | TBBM MALANG | C | NEW | 1303-PSU-GV16/00 | 1303-PSU-GV16/00 | 1303-PSU-GV16/00 | OK | PSU-GV16 |  | N |  | 01 |  | GATE VALVE FROM TANK PERTADEX | SF_VALVE | GROES: 6IN-150PSI; IWERK: 1303; INGRP: 049; GEWRK: 1303-LJP; WERGW: 1303; RBNR: 7304; SWERK: 1303; STORT: F303-PPP; BEBER: F01; ABCKZ: V; BUKRS: 2222; KOSTL: 2222I55221; PROID: D43/XX/B6-1303/RT1/PPP; TPLNR: 1303 -PSU /PIPE SYST PUMP HOUSE |  |  | PSU-GV16 |  |  | KITZ | GATE,ASTM A216 WCB |  |  | JP
574 | UPDATE-1 | REGION 5 | TBBM MALANG | C | NEW | 1303-PSU-GV17/00 | 1303-PSU-GV17/00 | 1303-PSU-GV17/00 | OK | PSU-GV17 |  | N |  | 01 |  | GATE VALVE TO TANK PERTADEX | SF_VALVE | GROES: 6IN-150PSI; IWERK: 1303; INGRP: 049; GEWRK: 1303-LJP; WERGW: 1303; RBNR: 7304; SWERK: 1303; STORT: F303-PPP; BEBER: F01; ABCKZ: V; BUKRS: 2222; KOSTL: 2222I55221; PROID: D43/XX/B6-1303/RT1/PPP; TPLNR: 1303 -PSU /PIPE SYST PUMP HOUSE |  |  | PSU-GV17 |  |  | GLT | GATE,ASTM A216 WCB |  |  | IN
575 | UPDATE-1 | REGION 5 | TBBM MALANG | C | NEW | 1303-PSU-CV01/00 | 1303-PSU-CV01/00 | 1303-PSU-CV01/00 | OK | PSU-CV01 |  | N |  | 01 |  | CHECK VALVE FROM REC TO PUMP PERTALITE | SF_VALVE | GROES: 6IN-150PSI; IWERK: 1303; INGRP: 049; GEWRK: 1303-LJP; WERGW: 1303; RBNR: 7304; SWERK: 1303; STORT: F303-PPP; BEBER: F01; ABCKZ: Y; BUKRS: 2222; KOSTL: 2222I55221; PROID: D43/XX/B6-1303/RT1/PPP; TPLNR: 1303 -PSU /PIPE SYST PUMP HOUSE |  |  | PSU-CV01 |  |  | CRANE | SWING,ASTM A216 WCB |  |  | US
576 | UPDATE-1 | REGION 5 | TBBM MALANG | C | NEW | 1303-PSU-CV02/00 | 1303-PSU-CV02/00 | 1303-PSU-CV02/00 | OK | PSU-CV02 |  | N |  | 01 |  | CHECK VALVE FROM REC TO PUMP PERTAMAX | SF_VALVE | GROES: 6IN-150PSI; IWERK: 1303; INGRP: 049; GEWRK: 1303-LJP; WERGW: 1303; RBNR: 7304; SWERK: 1303; STORT: F303-PPP; BEBER: F01; ABCKZ: Y; BUKRS: 2222; KOSTL: 2222I55221; PROID: D43/XX/B6-1303/RT1/PPP; TPLNR: 1303 -PSU /PIPE SYST PUMP HOUSE |  |  | PSU-CV02 |  |  | CRANE | SWING,ASTM A216 WCB |  |  | US
577 | UPDATE-1 | REGION 5 | TBBM MALANG | C | NEW | 1303-PSU-CV03/00 | 1303-PSU-CV03/00 | 1303-PSU-CV03/00 | OK | PSU-CV03 |  | N |  | 01 |  | CHECK VALVE FROM REC TO PUMP BIOSOLAR | SF_VALVE | GROES: 6IN-150PSI; IWERK: 1303; INGRP: 049; GEWRK: 1303-LJP; WERGW: 1303; RBNR: 7304; SWERK: 1303; STORT: F303-PPP; BEBER: F01; ABCKZ: Y; BUKRS: 2222; KOSTL: 2222I55221; PROID: D43/XX/B6-1303/RT1/PPP; TPLNR: 1303 -PSU /PIPE SYST PUMP HOUSE |  |  | PSU-CV03 |  |  | CRANE | SWING,ASTM A216 WCB |  |  | US
578 | UPDATE-1 | REGION 5 | TBBM MALANG | C | NEW | 1303-PSU-CV04/00 | 1303-PSU-CV04/00 | 1303-PSU-CV04/00 | OK | PSU-CV04 |  | N |  | 01 |  | CHECK VALVE FROM REC TO PUMP PERTADEX | SF_VALVE | GROES: 6IN-150PSI; IWERK: 1303; INGRP: 049; GEWRK: 1303-LJP; WERGW: 1303; RBNR: 7304; SWERK: 1303; STORT: F303-PPP; BEBER: F01; ABCKZ: Y; BUKRS: 2222; KOSTL: 2222I55221; PROID: D43/XX/B6-1303/RT1/PPP; TPLNR: 1303 -PSU /PIPE SYST PUMP HOUSE |  |  | PSU-CV04 |  |  | CRANE | SWING,ASTM A216 WCB |  |  | US
579 | UPDATE-1 | REGION 5 | TBBM MALANG | D to C | 1303-PL-FO-WS01/00 | 1303-PSU-PP09/00 | 1303-PSU-PF01/00 | 1303-PSU-PF01/00 | GANTI TAG NO | PSU-PF01 | SECE | V |  | 01 | SECE | FOAM SYSTEM,PIPE,PUMP STATION 01 | SF_PIPA_PEMADAM | GROES: 4IN-SCH40; IWERK: 1303; INGRP: 049; GEWRK: 1303-LJP; WERGW: 1303; RBNR: 4001; SWERK: 1303; STORT: F303-LK3; BEBER: F02; ABCKZ: V; BUKRS: 2222; KOSTL: 2222I55221; PROID: D43/XX/B6-1303/RT1/PPP; TPLNR: 1303 -PSU /FOAM SYSTEM PUMP |  |  | PSU-PF01 |  |  |  | API 5L,GR B |  |  | - | [20 empty] | REVISI
580 | UPDATE-1 | REGION 5 | TBBM MALANG | C | 1303-PL-FO-DV01/00 | 1303-PSU-DV01/00 | 1303-PSU-DV01/00 | 1303-PSU-DV01/00 | OK | PSU-DV01 |  | F |  | 01 |  | DELUGE VALVE FOAM SYSTEM PUMP STATION 01 | SF_DELUGE_VALVE | GROES: 4IN-150PSI; IWERK: 1303; INGRP: 049; GEWRK: 1303-LJP; WERGW: 1303; RBNR: 7303; SWERK: 1303; STORT: F303-LK3; BEBER: F02; ABCKZ: V; BUKRS: 2222; KOSTL: 2222I55221; PROID: D43/XX/B6-1303/RT1/PPP; TPLNR: 1303 -PSU /FOAM SYSTEM PUMP |  |  | PSU-DV01 |  |  | SATAM | AC16 |  | 15130BJ | FR
581 | UPDATE-1 | REGION 5 | TBBM MALANG | U | 1303-PL-LG-01/00 | 1303-LGP-LPS03/00 | 1303-LGP-LPS03/00 | 1303-LGP-LPS03/00 | GANTI DESKRIPSI | LGP-LPS03 | SECE | E |  | 01 | SECE | LIGHTNING PROTECTION AREA SPBE NO.3 | SF_LIGHTNING_SYST | GROES: <5OHM; IWERK: 1303; INGRP: 049; GEWRK: 1303-LJP; WERGW: 1303; RBNR: 8899; SWERK: 1303; STORT: F303-LJP; BEBER: F05; ABCKZ: V; BUKRS: 2222; KOSTL: 2222I55221; PROID: D43/XX/B6-1303/RT1/LJP; TPLNR: 1303 -LGP /LIGHTNING PROTECTION |  |  | LGP-LPS03 |  |  |  | ROD |  |  | -
582 | UPDATE-1 | REGION 5 | TBBM MALANG | C | 1303-PP-B1-R1/00 | 1303-RF1-PP01/00 | 1303-RF1-PP01/00 | 1303-RF1-PP01/00 | OK | RF1-PP01 | PCE | V |  | 01 | PCE | PIPING RECEIVING RTW JALUR 1 PROD 1 | SF_PIPA | GROES: 6IN,SCH40; IWERK: 1303; INGRP: 049; GEWRK: 1303-LJP; WERGW: 1303; RBNR: 4001; SWERK: 1303; STORT: F303-PPP; BEBER: F01; ABCKZ: V; BUKRS: 2222; KOSTL: 2222I55221; PROID: D43/XX/B6-1303/RT1/PPP; TPLNR: 1303 -RF1 /SHELTER RTW BAY 1 |  |  | RF1-PP01 |  |  |  | API 5L,GR B |  |  | -
583 | UPDATE-1 | REGION 5 | TBBM MALANG | C | 1303-B1-R1-GV01/00 | 1303-RF1-GV01/00 | 1303-RF1-GV01/00 | 1303-RF1-GV01/00 | OK | RF1-GV01 |  | N |  | 01 |  | GATE VALVE LINE REC JALUR 1 PROD 1 NO.01 | SF_VALVE | GROES: 3IN-150PSI; IWERK: 1303; INGRP: 049; GEWRK: 1303-LJP; WERGW: 1303; RBNR: 7304; SWERK: 1303; STORT: F303-PPP; BEBER: F01; ABCKZ: V; BUKRS: 2222; KOSTL: 2222I55221; PROID: D43/XX/B6-1303/RT1/PPP; TPLNR: 1303 -RF1 /SHELTER RTW BAY 1 |  |  | RF1-GV01 |  |  | KITZ | GATE,ASTM A216 WCB |  |  | JP
584 | UPDATE-1 | REGION 5 | TBBM MALANG | C | 1303-B1-R1-GV02/00 | 1303-RF1-GV02/00 | 1303-RF1-GV02/00 | 1303-RF1-GV02/00 | OK | RF1-GV02 |  | N |  | 01 |  | GATE VALVE LINE REC JALUR 1 PROD 1 NO.02 | SF_VALVE | GROES: 3IN-150PSI; IWERK: 1303; INGRP: 049; GEWRK: 1303-LJP; WERGW: 1303; RBNR: 7304; SWERK: 1303; STORT: F303-PPP; BEBER: F01; ABCKZ: V; BUKRS: 2222; KOSTL: 2222I55221; PROID: D43/XX/B6-1303/RT1/PPP; TPLNR: 1303 -RF1 /SHELTER RTW BAY 1 |  |  | RF1-GV02 |  |  |  | GATE,ASTM A216 WCB |  |  | -
585 | UPDATE-1 | REGION 5 | TBBM MALANG | C | 1303-B1-R1-GV03/00 | 1303-RF1-GV03/00 | 1303-RF1-GV03/00 | 1303-RF1-GV03/00 | OK | RF1-GV03 |  | N |  | 01 |  | GATE VALVE LINE REC JALUR 1 PROD 1 NO.03 | SF_VALVE | GROES: 3IN-150PSI; IWERK: 1303; INGRP: 049; GEWRK: 1303-LJP; WERGW: 1303; RBNR: 7304; SWERK: 1303; STORT: F303-PPP; BEBER: F01; ABCKZ: V; BUKRS: 2222; KOSTL: 2222I55221; PROID: D43/XX/B6-1303/RT1/PPP; TPLNR: 1303 -RF1 /SHELTER RTW BAY 1 |  |  | RF1-GV03 |  |  |  | GATE,ASTM A216 WCB |  |  | -
586 | UPDATE-1 | REGION 5 | TBBM MALANG | C | 1303-B1-R1-GV04/00 | 1303-RF1-GV04/00 | 1303-RF1-GV04/00 | 1303-RF1-GV04/00 | OK | RF1-GV04 |  | N |  | 01 |  | GATE VALVE LINE REC JALUR 1 PROD 1 NO.04 | SF_VALVE | GROES: 3IN-150PSI; IWERK: 1303; INGRP: 049; GEWRK: 1303-LJP; WERGW: 1303; RBNR: 7304; SWERK: 1303; STORT: F303-PPP; BEBER: F01; ABCKZ: V; BUKRS: 2222; KOSTL: 2222I55221; PROID: D43/XX/B6-1303/RT1/PPP; TPLNR: 1303 -RF1 /SHELTER RTW BAY 1 |  |  | RF1-GV04 |  |  |  | GATE,ASTM A216 WCB |  |  | -
587 | UPDATE-1 | REGION 5 | TBBM MALANG | C | 1303-B1-R1-GV05/00 | 1303-RF1-GV05/00 | 1303-RF1-GV05/00 | 1303-RF1-GV05/00 | OK | RF1-GV05 |  | N |  | 01 |  | GATE VALVE LINE REC JALUR 1 PROD 1 NO.05 | SF_VALVE | GROES: 3IN-150PSI; IWERK: 1303; INGRP: 049; GEWRK: 1303-LJP; WERGW: 1303; RBNR: 7304; SWERK: 1303; STORT: F303-PPP; BEBER: F01; ABCKZ: V; BUKRS: 2222; KOSTL: 2222I55221; PROID: D43/XX/B6-1303/RT1/PPP; TPLNR: 1303 -RF1 /SHELTER RTW BAY 1 |  |  | RF1-GV05 |  |  |  | GATE,ASTM A216 WCB |  |  | -
588 | UPDATE-1 | REGION 5 | TBBM MALANG | C | 1303-B1-R1-GV06/00 | 1303-RF1-GV06/00 | 1303-RF1-GV06/00 | 1303-RF1-GV06/00 | OK | RF1-GV06 |  | N |  | 01 |  | GATE VALVE LINE REC JALUR 1 PROD 1 NO.06 | SF_VALVE | GROES: 3IN-150PSI; IWERK: 1303; INGRP: 049; GEWRK: 1303-LJP; WERGW: 1303; RBNR: 7304; SWERK: 1303; STORT: F303-PPP; BEBER: F01; ABCKZ: V; BUKRS: 2222; KOSTL: 2222I55221; PROID: D43/XX/B6-1303/RT1/PPP; TPLNR: 1303 -RF1 /SHELTER RTW BAY 1 |  |  | RF1-GV06 |  |  |  | GATE,ASTM A216 WCB |  |  | -
589 | UPDATE-1 | REGION 5 | TBBM MALANG | C | 1303-B1-R1-GV07/00 | 1303-RF1-GV07/00 | 1303-RF1-GV07/00 | 1303-RF1-GV07/00 | OK | RF1-GV07 |  | N |  | 01 |  | GATE VALVE LINE REC JALUR 1 PROD 1 NO.07 | SF_VALVE | GROES: 3IN-150PSI; IWERK: 1303; INGRP: 049; GEWRK: 1303-LJP; WERGW: 1303; RBNR: 7304; SWERK: 1303; STORT: F303-PPP; BEBER: F01; ABCKZ: V; BUKRS: 2222; KOSTL: 2222I55221; PROID: D43/XX/B6-1303/RT1/PPP; TPLNR: 1303 -RF1 /SHELTER RTW BAY 1 |  |  | RF1-GV07 |  |  | CRANE | GATE,ASTM A216 WCB |  |  | US
590 | UPDATE-1 | REGION 5 | TBBM MALANG | C | 1303-B1-R1-GV08/00 | 1303-RF1-GV08/00 | 1303-RF1-GV08/00 | 1303-RF1-GV08/00 | OK | RF1-GV08 |  | N |  | 01 |  | GATE VALVE LINE REC JALUR 1 PROD 1 NO.08 | SF_VALVE | GROES: 3IN-150PSI; IWERK: 1303; INGRP: 049; GEWRK: 1303-LJP; WERGW: 1303; RBNR: 7304; SWERK: 1303; STORT: F303-PPP; BEBER: F01; ABCKZ: V; BUKRS: 2222; KOSTL: 2222I55221; PROID: D43/XX/B6-1303/RT1/PPP; TPLNR: 1303 -RF1 /SHELTER RTW BAY 1 |  |  | RF1-GV08 |  |  | KITZ | GATE,ASTM A216 WCB |  |  | JP
591 | UPDATE-1 | REGION 5 | TBBM MALANG | C | 1303-B1-R1-GV09/00 | 1303-RF1-GV09/00 | 1303-RF1-GV09/00 | 1303-RF1-GV09/00 | OK | RF1-GV09 |  | N |  | 01 |  | GATE VALVE LINE REC JALUR 1 PROD 1 NO.09 | SF_VALVE | GROES: 4IN-150PSI; IWERK: 1303; INGRP: 049; GEWRK: 1303-LJP; WERGW: 1303; RBNR: 7304; SWERK: 1303; STORT: F303-PPP; BEBER: F01; ABCKZ: V; BUKRS: 2222; KOSTL: 2222I55221; PROID: D43/XX/B6-1303/RT1/PPP; TPLNR: 1303 -RF1 /SHELTER RTW BAY 1 |  |  | RF1-GV09 |  |  | CRANE | GATE,ASTM A216 WCB |  |  | US
592 | UPDATE-1 | REGION 5 | TBBM MALANG | C | 1303-PP-B2-R1/00 | 1303-RF2-PP01/00 | 1303-RF2-PP01/00 | 1303-RF2-PP01/00 | OK | RF2-PP01 | PCE | V |  | 01 | PCE | PIPING RECEIVING RTW JALUR 2 PROD 1 | SF_PIPA | GROES: 6IN,SCH40; IWERK: 1303; INGRP: 049; GEWRK: 1303-LJP; WERGW: 1303; RBNR: 4001; SWERK: 1303; STORT: F303-PPP; BEBER: F01; ABCKZ: V; BUKRS: 2222; KOSTL: 2222I55221; PROID: D43/XX/B6-1303/RT1/PPP; TPLNR: 1303 -RF2 /SHELTER RTW BAY 2 |  |  | RF2-PP01 |  |  |  | API 5L,GR B |  |  | -
593 | UPDATE-1 | REGION 5 | TBBM MALANG | C | 1303-B2-R1-GV01/00 | 1303-RF2-GV01/00 | 1303-RF2-GV01/00 | 1303-RF2-GV01/00 | OK | RF2-GV01 |  | N |  | 01 |  | GATE VALVE LINE REC JALUR 2 PROD 1 NO.01 | SF_VALVE | GROES: 3IN-150PSI; IWERK: 1303; INGRP: 049; GEWRK: 1303-LJP; WERGW: 1303; RBNR: 7304; SWERK: 1303; STORT: F303-PPP; BEBER: F01; ABCKZ: V; BUKRS: 2222; KOSTL: 2222I55221; PROID: D43/XX/B6-1303/RT1/PPP; TPLNR: 1303 -RF2 /SHELTER RTW BAY 2 |  |  | RF2-GV01 |  |  | CRANE | GATE,ASTM A216 WCB |  |  | US
594 | UPDATE-1 | REGION 5 | TBBM MALANG | C | 1303-B2-R1-GV02/00 | 1303-RF2-GV02/00 | 1303-RF2-GV02/00 | 1303-RF2-GV02/00 | OK | RF2-GV02 |  | N |  | 01 |  | GATE VALVE LINE REC JALUR 2 PROD 1 NO.02 | SF_VALVE | GROES: 3IN-150PSI; IWERK: 1303; INGRP: 049; GEWRK: 1303-LJP; WERGW: 1303; RBNR: 7304; SWERK: 1303; STORT: F303-PPP; BEBER: F01; ABCKZ: V; BUKRS: 2222; KOSTL: 2222I55221; PROID: D43/XX/B6-1303/RT1/PPP; TPLNR: 1303 -RF2 /SHELTER RTW BAY 2 |  |  | RF2-GV02 |  |  |  | GATE,ASTM A216 WCB |  |  | -
595 | UPDATE-1 | REGION 5 | TBBM MALANG | C | 1303-B2-R1-GV03/00 | 1303-RF2-GV03/00 | 1303-RF2-GV03/00 | 1303-RF2-GV03/00 | OK | RF2-GV03 |  | N |  | 01 |  | GATE VALVE LINE REC JALUR 2 PROD 1 NO.03 | SF_VALVE | GROES: 3IN-150PSI; IWERK: 1303; INGRP: 049; GEWRK: 1303-LJP; WERGW: 1303; RBNR: 7304; SWERK: 1303; STORT: F303-PPP; BEBER: F01; ABCKZ: V; BUKRS: 2222; KOSTL: 2222I55221; PROID: D43/XX/B6-1303/RT1/PPP; TPLNR: 1303 -RF2 /SHELTER RTW BAY 2 |  |  | RF2-GV03 |  |  |  | GATE,ASTM A216 WCB |  |  | -
596 | UPDATE-1 | REGION 5 | TBBM MALANG | C | 1303-B2-R1-GV04/00 | 1303-RF2-GV04/00 | 1303-RF2-GV04/00 | 1303-RF2-GV04/00 | OK | RF2-GV04 |  | N |  | 01 |  | GATE VALVE LINE REC JALUR 2 PROD 1 NO.04 | SF_VALVE | GROES: 4IN-150PSI; IWERK: 1303; INGRP: 049; GEWRK: 1303-LJP; WERGW: 1303; RBNR: 7304; SWERK: 1303; STORT: F303-PPP; BEBER: F01; ABCKZ: V; BUKRS: 2222; KOSTL: 2222I55221; PROID: D43/XX/B6-1303/RT1/PPP; TPLNR: 1303 -RF2 /SHELTER RTW BAY 2 |  |  | RF2-GV04 |  |  |  | GATE,ASTM A216 WCB |  |  | -
597 | UPDATE-1 | REGION 5 | TBBM MALANG | C | 1303-B2-R1-GV05/00 | 1303-RF2-GV05/00 | 1303-RF2-GV05/00 | 1303-RF2-GV05/00 | OK | RF2-GV05 |  | N |  | 01 |  | GATE VALVE LINE REC JALUR 2 PROD 1 NO.05 | SF_VALVE | GROES: 4IN-150PSI; IWERK: 1303; INGRP: 049; GEWRK: 1303-LJP; WERGW: 1303; RBNR: 7304; SWERK: 1303; STORT: F303-PPP; BEBER: F01; ABCKZ: V; BUKRS: 2222; KOSTL: 2222I55221; PROID: D43/XX/B6-1303/RT1/PPP; TPLNR: 1303 -RF2 /SHELTER RTW BAY 2 |  |  | RF2-GV05 |  |  |  | GATE,ASTM A216 WCB |  |  | -
598 | UPDATE-1 | REGION 5 | TBBM MALANG | C | 1303-B2-R1-GV06/00 | 1303-RF2-GV06/00 | 1303-RF2-GV06/00 | 1303-RF2-GV06/00 | OK | RF2-GV06 |  | N |  | 01 |  | GATE VALVE LINE REC JALUR 2 PROD 1 NO.06 | SF_VALVE | GROES: 4IN-150PSI; IWERK: 1303; INGRP: 049; GEWRK: 1303-LJP; WERGW: 1303; RBNR: 7304; SWERK: 1303; STORT: F303-PPP; BEBER: F01; ABCKZ: V; BUKRS: 2222; KOSTL: 2222I55221; PROID: D43/XX/B6-1303/RT1/PPP; TPLNR: 1303 -RF2 /SHELTER RTW BAY 2 |  |  | RF2-GV06 |  |  |  | GATE,ASTM A216 WCB |  |  | -
599 | UPDATE-1 | REGION 5 | TBBM MALANG | C | 1303-B2-R1-GV07/00 | 1303-RF2-GV07/00 | 1303-RF2-GV07/00 | 1303-RF2-GV07/00 | OK | RF2-GV07 |  | N |  | 01 |  | GATE VALVE LINE REC JALUR 2 PROD 1 NO.07 | SF_VALVE | GROES: 3IN-150PSI; IWERK: 1303; INGRP: 049; GEWRK: 1303-LJP; WERGW: 1303; RBNR: 7304; SWERK: 1303; STORT: F303-PPP; BEBER: F01; ABCKZ: V; BUKRS: 2222; KOSTL: 2222I55221; PROID: D43/XX/B6-1303/RT1/PPP; TPLNR: 1303 -RF2 /SHELTER RTW BAY 2 |  |  | RF2-GV07 |  |  |  | GATE,ASTM A216 WCB |  |  | -
600 | UPDATE-1 | REGION 5 | TBBM MALANG | C | 1303-B2-R1-GV08/00 | 1303-RF2-GV08/00 | 1303-RF2-GV08/00 | 1303-RF2-GV08/00 | OK | RF2-GV08 |  | N |  | 01 |  | GATE VALVE LINE REC JALUR 2 PROD 1 NO.08 | SF_VALVE | GROES: 4IN-150PSI; IWERK: 1303; INGRP: 049; GEWRK: 1303-LJP; WERGW: 1303; RBNR: 7304; SWERK: 1303; STORT: F303-PPP; BEBER: F01; ABCKZ: V; BUKRS: 2222; KOSTL: 2222I55221; PROID: D43/XX/B6-1303/RT1/PPP; TPLNR: 1303 -RF2 /SHELTER RTW BAY 2 |  |  | RF2-GV08 |  |  | DIKKERS | GATE,ASTM A216 WCB |  |  | NL
601 | UPDATE-1 | REGION 5 | TBBM MALANG | C | 1303-B2-R1-GV09/00 | 1303-RF2-GV09/00 | 1303-RF2-GV09/00 | 1303-RF2-GV09/00 | OK | RF2-GV09 |  | N |  | 01 |  | GATE VALVE LINE REC JALUR 2 PROD 1 NO.09 | SF_VALVE | GROES: 4IN-150PSI; IWERK: 1303; INGRP: 049; GEWRK: 1303-LJP; WERGW: 1303; RBNR: 7304; SWERK: 1303; STORT: F303-PPP; BEBER: F01; ABCKZ: V; BUKRS: 2222; KOSTL: 2222I55221; PROID: D43/XX/B6-1303/RT1/PPP; TPLNR: 1303 -RF2 /SHELTER RTW BAY 2 |  |  | RF2-GV09 |  |  | DIKKERS | GATE,ASTM A216 WCB |  |  | NL
602 | UPDATE-1 | REGION 5 | TBBM MALANG | C | 1303-B2-R1-GV10/00 | 1303-RF2-GV10/00 | 1303-RF2-GV10/00 | 1303-RF2-GV10/00 | OK | RF2-GV10 |  | N |  | 01 |  | GATE VALVE LINE REC JALUR 2 PROD 1 NO.10 | SF_VALVE | GROES: 4IN-150PSI; IWERK: 1303; INGRP: 049; GEWRK: 1303-LJP; WERGW: 1303; RBNR: 7304; SWERK: 1303; STORT: F303-PPP; BEBER: F01; ABCKZ: V; BUKRS: 2222; KOSTL: 2222I55221; PROID: D43/XX/B6-1303/RT1/PPP; TPLNR: 1303 -RF2 /SHELTER RTW BAY 2 |  |  | RF2-GV10 |  |  | WALMORTH | GATE,ASTM A216 WCB |  |  | US
603 | UPDATE-1 | REGION 5 | TBBM MALANG | C | 1303-B2-R1-GV11/00 | 1303-RF2-GV11/00 | 1303-RF2-GV11/00 | 1303-RF2-GV11/00 | OK | RF2-GV11 |  | N |  | 01 |  | GATE VALVE LINE REC JALUR 2 PROD 1 NO.11 | SF_VALVE | GROES: 4IN-150PSI; IWERK: 1303; INGRP: 049; GEWRK: 1303-LJP; WERGW: 1303; RBNR: 7304; SWERK: 1303; STORT: F303-PPP; BEBER: F01; ABCKZ: V; BUKRS: 2222; KOSTL: 2222I55221; PROID: D43/XX/B6-1303/RT1/PPP; TPLNR: 1303 -RF2 /SHELTER RTW BAY 2 |  |  | RF2-GV11 |  |  | GKS | GATE,ASTM A216 WCB |  |  | IN
604 | UPDATE-1 | REGION 5 | TBBM MALANG | C | 1303-B2-R1-GV12/00 | 1303-RF2-GV12/00 | 1303-RF2-GV12/00 | 1303-RF2-GV12/00 | OK | RF2-GV12 |  | N |  | 01 |  | GATE VALVE LINE REC JALUR 2 PROD 1 NO.12 | SF_VALVE | GROES: 4IN-150PSI; IWERK: 1303; INGRP: 049; GEWRK: 1303-LJP; WERGW: 1303; RBNR: 7304; SWERK: 1303; STORT: F303-PPP; BEBER: F01; ABCKZ: V; BUKRS: 2222; KOSTL: 2222I55221; PROID: D43/XX/B6-1303/RT1/PPP; TPLNR: 1303 -RF2 /SHELTER RTW BAY 2 |  |  | RF2-GV12 |  |  | GKS | GATE,ASTM A216 WCB |  |  | IN
605 | UPDATE-1 | REGION 5 | TBBM MALANG | C | 1303-B2-R1-GV13/00 | 1303-RF2-GV13/00 | 1303-RF2-GV13/00 | 1303-RF2-GV13/00 | OK | RF2-GV13 |  | N |  | 01 |  | GATE VALVE LINE REC JALUR 2 PROD 1 NO.13 | SF_VALVE | GROES: 4IN-150PSI; IWERK: 1303; INGRP: 049; GEWRK: 1303-LJP; WERGW: 1303; RBNR: 7304; SWERK: 1303; STORT: F303-PPP; BEBER: F01; ABCKZ: V; BUKRS: 2222; KOSTL: 2222I55221; PROID: D43/XX/B6-1303/RT1/PPP; TPLNR: 1303 -RF2 /SHELTER RTW BAY 2 |  |  | RF2-GV13 |  |  |  | GATE,ASTM A216 WCB |  |  | -
606 | UPDATE-1 | REGION 5 | TBBM MALANG | C | 1303-B2-R1-GV14/00 | 1303-RF2-GV14/00 | 1303-RF2-GV14/00 | 1303-RF2-GV14/00 | OK | RF2-GV14 |  | N |  | 01 |  | GATE VALVE LINE REC JALUR 2 PROD 1 NO.14 | SF_VALVE | GROES: 3IN-150PSI; IWERK: 1303; INGRP: 049; GEWRK: 1303-LJP; WERGW: 1303; RBNR: 7304; SWERK: 1303; STORT: F303-PPP; BEBER: F01; ABCKZ: V; BUKRS: 2222; KOSTL: 2222I55221; PROID: D43/XX/B6-1303/RT1/PPP; TPLNR: 1303 -RF2 /SHELTER RTW BAY 2 |  |  | RF2-GV14 |  |  |  | GATE,ASTM A216 WCB |  |  | -
607 | UPDATE-1 | REGION 5 | TBBM MALANG | C | 1303-PP-B2-R2/00 | 1303-RF2-PP02/00 | 1303-RF2-PP02/00 | 1303-RF2-PP02/00 | OK | RF2-PP02 | PCE | V |  | 01 | PCE | PIPING RECEIVING RTW JALUR 2 PROD 2 | SF_PIPA | GROES: 6IN,SCH40; IWERK: 1303; INGRP: 049; GEWRK: 1303-LJP; WERGW: 1303; RBNR: 4001; SWERK: 1303; STORT: F303-PPP; BEBER: F01; ABCKZ: V; BUKRS: 2222; KOSTL: 2222I55221; PROID: D43/XX/B6-1303/RT1/PPP; TPLNR: 1303 -RF2 /SHELTER RTW BAY 2 |  |  | RF2-PP02 |  |  |  | API 5L,GR B |  |  | -
608 | UPDATE-1 | REGION 5 | TBBM MALANG | C | 1303-B2-R2-GV01/00 | 1303-RF2-GV15/00 | 1303-RF2-GV15/00 | 1303-RF2-GV15/00 | OK | RF2-GV15 |  | N |  | 01 |  | GATE VALVE LINE REC JALUR 2 PROD 2 NO.01 | SF_VALVE | GROES: 3IN-150PSI; IWERK: 1303; INGRP: 049; GEWRK: 1303-LJP; WERGW: 1303; RBNR: 7304; SWERK: 1303; STORT: F303-PPP; BEBER: F01; ABCKZ: V; BUKRS: 2222; KOSTL: 2222I55221; PROID: D43/XX/B6-1303/RT1/PPP; TPLNR: 1303 -RF2 /SHELTER RTW BAY 2 |  |  | RF2-GV15 |  |  | CRANE | GATE,ASTM A216 WCB |  |  | US
609 | UPDATE-1 | REGION 5 | TBBM MALANG | C | 1303-B2-R2-GV02/00 | 1303-RF2-GV16/00 | 1303-RF2-GV16/00 | 1303-RF2-GV16/00 | OK | RF2-GV16 |  | N |  | 01 |  | GATE VALVE LINE REC JALUR 2 PROD 2 NO.02 | SF_VALVE | GROES: 3IN-150PSI; IWERK: 1303; INGRP: 049; GEWRK: 1303-LJP; WERGW: 1303; RBNR: 7304; SWERK: 1303; STORT: F303-PPP; BEBER: F01; ABCKZ: V; BUKRS: 2222; KOSTL: 2222I55221; PROID: D43/XX/B6-1303/RT1/PPP; TPLNR: 1303 -RF2 /SHELTER RTW BAY 2 |  |  | RF2-GV16 |  |  |  | GATE,ASTM A216 WCB |  |  | -
610 | UPDATE-1 | REGION 5 | TBBM MALANG | C | 1303-B2-R2-GV03/00 | 1303-RF2-GV17/00 | 1303-RF2-GV17/00 | 1303-RF2-GV17/00 | OK | RF2-GV17 |  | N |  | 01 |  | GATE VALVE LINE REC JALUR 2 PROD 2 NO.03 | SF_VALVE | GROES: 4IN-150PSI; IWERK: 1303; INGRP: 049; GEWRK: 1303-LJP; WERGW: 1303; RBNR: 7304; SWERK: 1303; STORT: F303-PPP; BEBER: F01; ABCKZ: V; BUKRS: 2222; KOSTL: 2222I55221; PROID: D43/XX/B6-1303/RT1/PPP; TPLNR: 1303 -RF2 /SHELTER RTW BAY 2 |  |  | RF2-GV17 |  |  |  | GATE,ASTM A216 WCB |  |  | -
611 | UPDATE-1 | REGION 5 | TBBM MALANG | C | 1303-B2-R2-GV04/00 | 1303-RF2-GV18/00 | 1303-RF2-GV18/00 | 1303-RF2-GV18/00 | OK | RF2-GV18 |  | N |  | 01 |  | GATE VALVE LINE REC JALUR 2 PROD 2 NO.04 | SF_VALVE | GROES: 4IN-150PSI; IWERK: 1303; INGRP: 049; GEWRK: 1303-LJP; WERGW: 1303; RBNR: 7304; SWERK: 1303; STORT: F303-PPP; BEBER: F01; ABCKZ: V; BUKRS: 2222; KOSTL: 2222I55221; PROID: D43/XX/B6-1303/RT1/PPP; TPLNR: 1303 -RF2 /SHELTER RTW BAY 2 |  |  | RF2-GV18 |  |  |  | GATE,ASTM A216 WCB |  |  | -
612 | UPDATE-1 | REGION 5 | TBBM MALANG | C | 1303-B2-R2-GV05/00 | 1303-RF2-GV19/00 | 1303-RF2-GV19/00 | 1303-RF2-GV19/00 | OK | RF2-GV19 |  | N |  | 01 |  | GATE VALVE LINE REC JALUR 2 PROD 2 NO.05 | SF_VALVE | GROES: 4IN-150PSI; IWERK: 1303; INGRP: 049; GEWRK: 1303-LJP; WERGW: 1303; RBNR: 7304; SWERK: 1303; STORT: F303-PPP; BEBER: F01; ABCKZ: V; BUKRS: 2222; KOSTL: 2222I55221; PROID: D43/XX/B6-1303/RT1/PPP; TPLNR: 1303 -RF2 /SHELTER RTW BAY 2 |  |  | RF2-GV19 |  |  | HENTON | GATE,ASTM A216 WCB |  |  | GB
613 | UPDATE-1 | REGION 5 | TBBM MALANG | C | 1303-B2-R2-GV06/00 | 1303-RF2-GV20/00 | 1303-RF2-GV20/00 | 1303-RF2-GV20/00 | OK | RF2-GV20 |  | N |  | 01 |  | GATE VALVE LINE REC JALUR 2 PROD 2 NO.06 | SF_VALVE | GROES: 3IN-150PSI; IWERK: 1303; INGRP: 049; GEWRK: 1303-LJP; WERGW: 1303; RBNR: 7304; SWERK: 1303; STORT: F303-PPP; BEBER: F01; ABCKZ: V; BUKRS: 2222; KOSTL: 2222I55221; PROID: D43/XX/B6-1303/RT1/PPP; TPLNR: 1303 -RF2 /SHELTER RTW BAY 2 |  |  | RF2-GV20 |  |  | JACKSON | GATE,ASTM A216 WCB |  |  | US
614 | UPDATE-1 | REGION 5 | TBBM MALANG | C | 1303-B2-R2-GV07/00 | 1303-RF2-GV21/00 | 1303-RF2-GV21/00 | 1303-RF2-GV21/00 | OK | RF2-GV21 |  | N |  | 01 |  | GATE VALVE LINE REC JALUR 2 PROD 2 NO.07 | SF_VALVE | GROES: 4IN-150PSI; IWERK: 1303; INGRP: 049; GEWRK: 1303-LJP; WERGW: 1303; RBNR: 7304; SWERK: 1303; STORT: F303-PPP; BEBER: F01; ABCKZ: V; BUKRS: 2222; KOSTL: 2222I55221; PROID: D43/XX/B6-1303/RT1/PPP; TPLNR: 1303 -RF2 /SHELTER RTW BAY 2 |  |  | RF2-GV21 |  |  |  | GATE,ASTM A216 WCB |  |  | -
615 | UPDATE-1 | REGION 5 | TBBM MALANG | C | 1303-B2-R2-GV08/00 | 1303-RF2-GV22/00 | 1303-RF2-GV22/00 | 1303-RF2-GV22/00 | OK | RF2-GV22 |  | N |  | 01 |  | GATE VALVE LINE REC JALUR 2 PROD 2 NO.08 | SF_VALVE | GROES: 4IN-150PSI; IWERK: 1303; INGRP: 049; GEWRK: 1303-LJP; WERGW: 1303; RBNR: 7304; SWERK: 1303; STORT: F303-PPP; BEBER: F01; ABCKZ: V; BUKRS: 2222; KOSTL: 2222I55221; PROID: D43/XX/B6-1303/RT1/PPP; TPLNR: 1303 -RF2 /SHELTER RTW BAY 2 |  |  | RF2-GV22 |  |  |  | GATE,ASTM A216 WCB |  |  | -
616 | UPDATE-1 | REGION 5 | TBBM MALANG | C | 1303-B2-R2-GV09/00 | 1303-RF2-GV23/00 | 1303-RF2-GV23/00 | 1303-RF2-GV23/00 | OK | RF2-GV23 |  | N |  | 01 |  | GATE VALVE LINE REC JALUR 2 PROD 2 NO.09 | SF_VALVE | GROES: 4IN-150PSI; IWERK: 1303; INGRP: 049; GEWRK: 1303-LJP; WERGW: 1303; RBNR: 7304; SWERK: 1303; STORT: F303-PPP; BEBER: F01; ABCKZ: V; BUKRS: 2222; KOSTL: 2222I55221; PROID: D43/XX/B6-1303/RT1/PPP; TPLNR: 1303 -RF2 /SHELTER RTW BAY 2 |  |  | RF2-GV23 |  |  |  | GATE,ASTM A216 WCB |  |  | -
617 | UPDATE-1 | REGION 5 | TBBM MALANG | C | 1303-B2-R2-GV10/00 | 1303-RF2-GV24/00 | 1303-RF2-GV24/00 | 1303-RF2-GV24/00 | OK | RF2-GV24 |  | N |  | 01 |  | GATE VALVE LINE REC JALUR 2 PROD 2 NO.10 | SF_VALVE | GROES: 3IN-150PSI; IWERK: 1303; INGRP: 049; GEWRK: 1303-LJP; WERGW: 1303; RBNR: 7304; SWERK: 1303; STORT: F303-PPP; BEBER: F01; ABCKZ: V; BUKRS: 2222; KOSTL: 2222I55221; PROID: D43/XX/B6-1303/RT1/PPP; TPLNR: 1303 -RF2 /SHELTER RTW BAY 2 |  |  | RF2-GV24 |  |  | KITZ | GATE,ASTM A216 WCB |  |  | JP
618 | UPDATE-1 | REGION 5 | TBBM MALANG | C | 1303-B2-R2-GV11/00 | 1303-RF2-GV25/00 | 1303-RF2-GV25/00 | 1303-RF2-GV25/00 | OK | RF2-GV25 |  | N |  | 01 |  | GATE VALVE LINE REC JALUR 2 PROD 2 NO.11 | SF_VALVE | GROES: 4IN-150PSI; IWERK: 1303; INGRP: 049; GEWRK: 1303-LJP; WERGW: 1303; RBNR: 7304; SWERK: 1303; STORT: F303-PPP; BEBER: F01; ABCKZ: V; BUKRS: 2222; KOSTL: 2222I55221; PROID: D43/XX/B6-1303/RT1/PPP; TPLNR: 1303 -RF2 /SHELTER RTW BAY 2 |  |  | RF2-GV25 |  |  | TOYO | GATE,ASTM A216 WCB |  |  | JP
619 | UPDATE-1 | REGION 5 | TBBM MALANG | C | 1303-PP-B2-R3/00 | 1303-RF2-PP03/00 | 1303-RF2-PP03/00 | 1303-RF2-PP03/00 | OK | RF2-PP03 | PCE | V |  | 01 | PCE | PIPING RECEIVING RTW JALUR 2 PROD 3 | SF_PIPA | GROES: 6IN,SCH40; IWERK: 1303; INGRP: 049; GEWRK: 1303-LJP; WERGW: 1303; RBNR: 4001; SWERK: 1303; STORT: F303-PPP; BEBER: F01; ABCKZ: V; BUKRS: 2222; KOSTL: 2222I55221; PROID: D43/XX/B6-1303/RT1/PPP; TPLNR: 1303 -RF2 /SHELTER RTW BAY 2 |  |  | RF2-PP03 |  |  |  | API 5L,GR B |  |  | -
620 | UPDATE-1 | REGION 5 | TBBM MALANG | C | 1303-B2-R3-GV01/00 | 1303-RF2-GV26/00 | 1303-RF2-GV26/00 | 1303-RF2-GV26/00 | OK | RF2-GV26 |  | N |  | 01 |  | GATE VALVE LINE REC JALUR 2 PROD 3 NO.01 | SF_VALVE | GROES: 3IN-150PSI; IWERK: 1303; INGRP: 049; GEWRK: 1303-LJP; WERGW: 1303; RBNR: 7304; SWERK: 1303; STORT: F303-PPP; BEBER: F01; ABCKZ: V; BUKRS: 2222; KOSTL: 2222I55221; PROID: D43/XX/B6-1303/RT1/PPP; TPLNR: 1303 -RF2 /SHELTER RTW BAY 2 |  |  | RF2-GV26 |  |  | CRANE | GATE,ASTM A216 WCB |  |  | US
621 | UPDATE-1 | REGION 5 | TBBM MALANG | C | 1303-B2-R3-GV02/00 | 1303-RF2-GV27/00 | 1303-RF2-GV27/00 | 1303-RF2-GV27/00 | OK | RF2-GV27 |  | N |  | 01 |  | GATE VALVE LINE REC JALUR 2 PROD 3 NO.02 | SF_VALVE | GROES: 3IN-150PSI; IWERK: 1303; INGRP: 049; GEWRK: 1303-LJP; WERGW: 1303; RBNR: 7304; SWERK: 1303; STORT: F303-PPP; BEBER: F01; ABCKZ: V; BUKRS: 2222; KOSTL: 2222I55221; PROID: D43/XX/B6-1303/RT1/PPP; TPLNR: 1303 -RF2 /SHELTER RTW BAY 2 |  |  | RF2-GV27 |  |  |  | GATE,ASTM A216 WCB |  |  | -
622 | UPDATE-1 | REGION 5 | TBBM MALANG | C | 1303-B2-R3-GV03/00 | 1303-RF2-GV28/00 | 1303-RF2-GV28/00 | 1303-RF2-GV28/00 | OK | RF2-GV28 |  | N |  | 01 |  | GATE VALVE LINE REC JALUR 2 PROD 3 NO.03 | SF_VALVE | GROES: 4IN-150PSI; IWERK: 1303; INGRP: 049; GEWRK: 1303-LJP; WERGW: 1303; RBNR: 7304; SWERK: 1303; STORT: F303-PPP; BEBER: F01; ABCKZ: V; BUKRS: 2222; KOSTL: 2222I55221; PROID: D43/XX/B6-1303/RT1/PPP; TPLNR: 1303 -RF2 /SHELTER RTW BAY 2 |  |  | RF2-GV28 |  |  | YONEK | GATE,ASTM A216 WCB |  |  | JP
623 | UPDATE-1 | REGION 5 | TBBM MALANG | C | 1303-B2-R3-GV04/00 | 1303-RF2-GV29/00 | 1303-RF2-GV29/00 | 1303-RF2-GV29/00 | OK | RF2-GV29 |  | N |  | 01 |  | GATE VALVE LINE REC JALUR 2 PROD 3 NO.04 | SF_VALVE | GROES: 4IN-150PSI; IWERK: 1303; INGRP: 049; GEWRK: 1303-LJP; WERGW: 1303; RBNR: 7304; SWERK: 1303; STORT: F303-PPP; BEBER: F01; ABCKZ: V; BUKRS: 2222; KOSTL: 2222I55221; PROID: D43/XX/B6-1303/RT1/PPP; TPLNR: 1303 -RF2 /SHELTER RTW BAY 2 |  |  | RF2-GV29 |  |  |  | GATE,ASTM A216 WCB |  |  | -
624 | UPDATE-1 | REGION 5 | TBBM MALANG | C | 1303-B2-R3-GV05/00 | 1303-RF2-GV30/00 | 1303-RF2-GV30/00 | 1303-RF2-GV30/00 | OK | RF2-GV30 |  | N |  | 01 |  | GATE VALVE LINE REC JALUR 2 PROD 3 NO.05 | SF_VALVE | GROES: 3IN-150PSI; IWERK: 1303; INGRP: 049; GEWRK: 1303-LJP; WERGW: 1303; RBNR: 7304; SWERK: 1303; STORT: F303-PPP; BEBER: F01; ABCKZ: V; BUKRS: 2222; KOSTL: 2222I55221; PROID: D43/XX/B6-1303/RT1/PPP; TPLNR: 1303 -RF2 /SHELTER RTW BAY 2 |  |  | RF2-GV30 |  |  | GLT | GATE,ASTM A216 WCB |  |  | IN
625 | UPDATE-1 | REGION 5 | TBBM MALANG | C | 1303-B2-R3-GV06/00 | 1303-RF2-GV31/00 | 1303-RF2-GV31/00 | 1303-RF2-GV31/00 | OK | RF2-GV31 |  | N |  | 01 |  | GATE VALVE LINE REC JALUR 2 PROD 3 NO.06 | SF_VALVE | GROES: 4IN-150PSI; IWERK: 1303; INGRP: 049; GEWRK: 1303-LJP; WERGW: 1303; RBNR: 7304; SWERK: 1303; STORT: F303-PPP; BEBER: F01; ABCKZ: V; BUKRS: 2222; KOSTL: 2222I55221; PROID: D43/XX/B6-1303/RT1/PPP; TPLNR: 1303 -RF2 /SHELTER RTW BAY 2 |  |  | RF2-GV31 |  |  | HOTA | GATE,ASTM A216 WCB |  |  | TW
626 | UPDATE-1 | REGION 5 | TBBM MALANG | C | 1303-B2-R3-GV07/00 | 1303-RF2-GV32/00 | 1303-RF2-GV32/00 | 1303-RF2-GV32/00 | OK | RF2-GV32 |  | N |  | 01 |  | GATE VALVE LINE REC JALUR 2 PROD 3 NO.07 | SF_VALVE | GROES: 4IN-150PSI; IWERK: 1303; INGRP: 049; GEWRK: 1303-LJP; WERGW: 1303; RBNR: 7304; SWERK: 1303; STORT: F303-PPP; BEBER: F01; ABCKZ: V; BUKRS: 2222; KOSTL: 2222I55221; PROID: D43/XX/B6-1303/RT1/PPP; TPLNR: 1303 -RF2 /SHELTER RTW BAY 2 |  |  | RF2-GV32 |  |  | KLATON | GATE,ASTM A216 WCB |  |  | US
627 | UPDATE-1 | REGION 5 | TBBM MALANG | C | 1303-B2-R3-GV08/00 | 1303-RF2-GV33/00 | 1303-RF2-GV33/00 | 1303-RF2-GV33/00 | OK | RF2-GV33 |  | N |  | 01 |  | GATE VALVE LINE REC JALUR 2 PROD 3 NO.08 | SF_VALVE | GROES: 4IN-150PSI; IWERK: 1303; INGRP: 049; GEWRK: 1303-LJP; WERGW: 1303; RBNR: 7304; SWERK: 1303; STORT: F303-PPP; BEBER: F01; ABCKZ: V; BUKRS: 2222; KOSTL: 2222I55221; PROID: D43/XX/B6-1303/RT1/PPP; TPLNR: 1303 -RF2 /SHELTER RTW BAY 2 |  |  | RF2-GV33 |  |  | WCB | GATE,ASTM A216 WCB |  |  | -
628 | UPDATE-1 | REGION 5 | TBBM MALANG | C | 1303-B2-R3-GV09/00 | 1303-RF2-GV34/00 | 1303-RF2-GV34/00 | 1303-RF2-GV34/00 | OK | RF2-GV34 |  | N |  | 01 |  | GATE VALVE LINE REC JALUR 2 PROD 3 NO.09 | SF_VALVE | GROES: 3IN-150PSI; IWERK: 1303; INGRP: 049; GEWRK: 1303-LJP; WERGW: 1303; RBNR: 7304; SWERK: 1303; STORT: F303-PPP; BEBER: F01; ABCKZ: V; BUKRS: 2222; KOSTL: 2222I55221; PROID: D43/XX/B6-1303/RT1/PPP; TPLNR: 1303 -RF2 /SHELTER RTW BAY 2 |  |  | RF2-GV34 |  |  | SHOWA | GATE,ASTM A216 WCB |  |  | JP
629 | UPDATE-1 | REGION 5 | TBBM MALANG | C | 1303-B2-R3-GV10/00 | 1303-RF2-GV35/00 | 1303-RF2-GV35/00 | 1303-RF2-GV35/00 | OK | RF2-GV35 |  | N |  | 01 |  | GATE VALVE LINE REC JALUR 2 PROD 3 NO.10 | SF_VALVE | GROES: 3IN-150PSI; IWERK: 1303; INGRP: 049; GEWRK: 1303-LJP; WERGW: 1303; RBNR: 7304; SWERK: 1303; STORT: F303-PPP; BEBER: F01; ABCKZ: V; BUKRS: 2222; KOSTL: 2222I55221; PROID: D43/XX/B6-1303/RT1/PPP; TPLNR: 1303 -RF2 /SHELTER RTW BAY 2 |  |  | RF2-GV35 |  |  | SHOWA | GATE,ASTM A216 WCB |  |  | JP
630 | UPDATE-1 | REGION 5 | TBBM MALANG | C | 1303-B2-R3-GV11/00 | 1303-RF2-GV36/00 | 1303-RF2-GV36/00 | 1303-RF2-GV36/00 | OK | RF2-GV36 |  | N |  | 01 |  | GATE VALVE LINE REC JALUR 2 PROD 3 NO.11 | SF_VALVE | GROES: 3IN-150PSI; IWERK: 1303; INGRP: 049; GEWRK: 1303-LJP; WERGW: 1303; RBNR: 7304; SWERK: 1303; STORT: F303-PPP; BEBER: F01; ABCKZ: V; BUKRS: 2222; KOSTL: 2222I55221; PROID: D43/XX/B6-1303/RT1/PPP; TPLNR: 1303 -RF2 /SHELTER RTW BAY 2 |  |  | RF2-GV36 |  |  | GEA | GATE,ASTM A216 WCB |  |  | DE
631 | UPDATE-1 | REGION 5 | TBBM MALANG | C | 1303-B2-R3-GV12/00 | 1303-RF2-GV37/00 | 1303-RF2-GV37/00 | 1303-RF2-GV37/00 | OK | RF2-GV37 |  | N |  | 01 |  | GATE VALVE LINE REC JALUR 2 PROD 3 NO.12 | SF_VALVE | GROES: 4IN-150PSI; IWERK: 1303; INGRP: 049; GEWRK: 1303-LJP; WERGW: 1303; RBNR: 7304; SWERK: 1303; STORT: F303-PPP; BEBER: F01; ABCKZ: V; BUKRS: 2222; KOSTL: 2222I55221; PROID: D43/XX/B6-1303/RT1/PPP; TPLNR: 1303 -RF2 /SHELTER RTW BAY 2 |  |  | RF2-GV37 |  |  |  | GATE,ASTM A216 WCB |  |  | -
632 | UPDATE-1 | REGION 5 | TBBM MALANG | C | 1303-B2-R3-GV13/00 | 1303-RF2-GV38/00 | 1303-RF2-GV38/00 | 1303-RF2-GV38/00 | OK | RF2-GV38 |  | N |  | 01 |  | GATE VALVE LINE REC JALUR 2 PROD 3 NO.13 | SF_VALVE | GROES: 3IN-150PSI; IWERK: 1303; INGRP: 049; GEWRK: 1303-LJP; WERGW: 1303; RBNR: 7304; SWERK: 1303; STORT: F303-PPP; BEBER: F01; ABCKZ: V; BUKRS: 2222; KOSTL: 2222I55221; PROID: D43/XX/B6-1303/RT1/PPP; TPLNR: 1303 -RF2 /SHELTER RTW BAY 2 |  |  | RF2-GV38 |  |  | CRANE | GATE,ASTM A216 WCB |  |  | US
633 | UPDATE-1 | REGION 5 | TBBM MALANG | C | 1303-B2-R3-GV14/00 | 1303-RF2-GV39/00 | 1303-RF2-GV39/00 | 1303-RF2-GV39/00 | OK | RF2-GV39 |  | N |  | 01 |  | GATE VALVE LINE REC JALUR 2 PROD 3 NO.14 | SF_VALVE | GROES: 4IN-150PSI; IWERK: 1303; INGRP: 049; GEWRK: 1303-LJP; WERGW: 1303; RBNR: 7304; SWERK: 1303; STORT: F303-PPP; BEBER: F01; ABCKZ: V; BUKRS: 2222; KOSTL: 2222I55221; PROID: D43/XX/B6-1303/RT1/PPP; TPLNR: 1303 -RF2 /SHELTER RTW BAY 2 |  |  | RF2-GV39 |  |  | DIKKERS | GATE,ASTM A216 WCB |  |  | NL
634 | UPDATE-1 | REGION 5 | TBBM MALANG | C | 1303-B2-R3-GV15/00 | 1303-RF2-GV40/00 | 1303-RF2-GV40/00 | 1303-RF2-GV40/00 | OK | RF2-GV40 |  | N |  | 01 |  | GATE VALVE LINE REC JALUR 2 PROD 3 NO.15 | SF_VALVE | GROES: 3IN-150PSI; IWERK: 1303; INGRP: 049; GEWRK: 1303-LJP; WERGW: 1303; RBNR: 7304; SWERK: 1303; STORT: F303-PPP; BEBER: F01; ABCKZ: V; BUKRS: 2222; KOSTL: 2222I55221; PROID: D43/XX/B6-1303/RT1/PPP; TPLNR: 1303 -RF2 /SHELTER RTW BAY 2 |  |  | RF2-GV40 |  |  | CRANE | GATE,ASTM A216 WCB |  |  | US
635 | UPDATE-1 | REGION 5 | TBBM MALANG | C | 1303-PP-B3-R1/00 | 1303-RF3-PP01/00 | 1303-RF3-PP01/00 | 1303-RF3-PP01/00 | OK | RF3-PP01 | PCE | V |  | 01 | PCE | PIPING RECEIVING RTW JALUR 3 PROD 1 | SF_PIPA | GROES: 6IN,SCH40; IWERK: 1303; INGRP: 049; GEWRK: 1303-LJP; WERGW: 1303; RBNR: 4001; SWERK: 1303; STORT: F303-PPP; BEBER: F01; ABCKZ: V; BUKRS: 2222; KOSTL: 2222I55221; PROID: D43/XX/B6-1303/RT1/PPP; TPLNR: 1303 -RF3 /SHELTER RTW BAY 3 |  |  | RF3-PP01 |  |  |  | API 5L,GR B |  |  | -
636 | UPDATE-1 | REGION 5 | TBBM MALANG | C | 1303-B3-R1-GV01/00 | 1303-RF3-GV01/00 | 1303-RF3-GV01/00 | 1303-RF3-GV01/00 | OK | RF3-GV01 |  | N |  | 01 |  | GATE VALVE LINE REC JALUR 3 PROD 1 NO.01 | SF_VALVE | GROES: 3IN-150PSI; IWERK: 1303; INGRP: 049; GEWRK: 1303-LJP; WERGW: 1303; RBNR: 7304; SWERK: 1303; STORT: F303-PPP; BEBER: F01; ABCKZ: V; BUKRS: 2222; KOSTL: 2222I55221; PROID: D43/XX/B6-1303/RT1/PPP; TPLNR: 1303 -RF3 /SHELTER RTW BAY 3 |  |  | RF3-GV01 |  |  | DIKKERS | GATE,ASTM A216 WCB |  |  | NL
637 | UPDATE-1 | REGION 5 | TBBM MALANG | C | 1303-B3-R1-GV02/00 | 1303-RF3-GV02/00 | 1303-RF3-GV02/00 | 1303-RF3-GV02/00 | OK | RF3-GV02 |  | N |  | 01 |  | GATE VALVE LINE REC JALUR 3 PROD 1 NO.02 | SF_VALVE | GROES: 3IN-150PSI; IWERK: 1303; INGRP: 049; GEWRK: 1303-LJP; WERGW: 1303; RBNR: 7304; SWERK: 1303; STORT: F303-PPP; BEBER: F01; ABCKZ: V; BUKRS: 2222; KOSTL: 2222I55221; PROID: D43/XX/B6-1303/RT1/PPP; TPLNR: 1303 -RF3 /SHELTER RTW BAY 3 |  |  | RF3-GV02 |  |  |  | GATE,ASTM A216 WCB |  |  | -
638 | UPDATE-1 | REGION 5 | TBBM MALANG | C | 1303-B3-R1-GV03/00 | 1303-RF3-GV03/00 | 1303-RF3-GV03/00 | 1303-RF3-GV03/00 | OK | RF3-GV03 |  | N |  | 01 |  | GATE VALVE LINE REC JALUR 3 PROD 1 NO.03 | SF_VALVE | GROES: 3IN-150PSI; IWERK: 1303; INGRP: 049; GEWRK: 1303-LJP; WERGW: 1303; RBNR: 7304; SWERK: 1303; STORT: F303-PPP; BEBER: F01; ABCKZ: V; BUKRS: 2222; KOSTL: 2222I55221; PROID: D43/XX/B6-1303/RT1/PPP; TPLNR: 1303 -RF3 /SHELTER RTW BAY 3 |  |  | RF3-GV03 |  |  |  | GATE,ASTM A216 WCB |  |  | -
639 | UPDATE-1 | REGION 5 | TBBM MALANG | C | 1303-B3-R1-GV04/00 | 1303-RF3-GV04/00 | 1303-RF3-GV04/00 | 1303-RF3-GV04/00 | OK | RF3-GV04 |  | N |  | 01 |  | GATE VALVE LINE REC JALUR 3 PROD 1 NO.04 | SF_VALVE | GROES: 3IN-150PSI; IWERK: 1303; INGRP: 049; GEWRK: 1303-LJP; WERGW: 1303; RBNR: 7304; SWERK: 1303; STORT: F303-PPP; BEBER: F01; ABCKZ: V; BUKRS: 2222; KOSTL: 2222I55221; PROID: D43/XX/B6-1303/RT1/PPP; TPLNR: 1303 -RF3 /SHELTER RTW BAY 3 |  |  | RF3-GV04 |  |  |  | GATE,ASTM A216 WCB |  |  | -
640 | UPDATE-1 | REGION 5 | TBBM MALANG | C | 1303-B3-R1-GV05/00 | 1303-RF3-GV05/00 | 1303-RF3-GV05/00 | 1303-RF3-GV05/00 | OK | RF3-GV05 |  | N |  | 01 |  | GATE VALVE LINE REC JALUR 3 PROD 1 NO.05 | SF_VALVE | GROES: 3IN-150PSI; IWERK: 1303; INGRP: 049; GEWRK: 1303-LJP; WERGW: 1303; RBNR: 7304; SWERK: 1303; STORT: F303-PPP; BEBER: F01; ABCKZ: V; BUKRS: 2222; KOSTL: 2222I55221; PROID: D43/XX/B6-1303/RT1/PPP; TPLNR: 1303 -RF3 /SHELTER RTW BAY 3 |  |  | RF3-GV05 |  |  | GLT | GATE,ASTM A216 WCB |  |  | IN
641 | UPDATE-1 | REGION 5 | TBBM MALANG | C | 1303-B3-R1-GV06/00 | 1303-RF3-GV06/00 | 1303-RF3-GV06/00 | 1303-RF3-GV06/00 | OK | RF3-GV06 |  | N |  | 01 |  | GATE VALVE LINE REC JALUR 3 PROD 1 NO.06 | SF_VALVE | GROES: 3IN-150PSI; IWERK: 1303; INGRP: 049; GEWRK: 1303-LJP; WERGW: 1303; RBNR: 7304; SWERK: 1303; STORT: F303-PPP; BEBER: F01; ABCKZ: V; BUKRS: 2222; KOSTL: 2222I55221; PROID: D43/XX/B6-1303/RT1/PPP; TPLNR: 1303 -RF3 /SHELTER RTW BAY 3 |  |  | RF3-GV06 |  |  | CRANE | GATE,ASTM A216 WCB |  |  | US
642 | UPDATE-1 | REGION 5 | TBBM MALANG | C | 1303-B3-R1-GV07/00 | 1303-RF3-GV07/00 | 1303-RF3-GV07/00 | 1303-RF3-GV07/00 | OK | RF3-GV07 |  | N |  | 01 |  | GATE VALVE LINE REC JALUR 3 PROD 1 NO.07 | SF_VALVE | GROES: 3IN-150PSI; IWERK: 1303; INGRP: 049; GEWRK: 1303-LJP; WERGW: 1303; RBNR: 7304; SWERK: 1303; STORT: F303-PPP; BEBER: F01; ABCKZ: V; BUKRS: 2222; KOSTL: 2222I55221; PROID: D43/XX/B6-1303/RT1/PPP; TPLNR: 1303 -RF3 /SHELTER RTW BAY 3 |  |  | RF3-GV07 |  |  | KITZ | GATE,ASTM A216 WCB |  |  | JP
643 | UPDATE-1 | REGION 5 | TBBM MALANG | C | 1303-B3-R1-GV08/00 | 1303-RF3-GV08/00 | 1303-RF3-GV08/00 | 1303-RF3-GV08/00 | OK | RF3-GV08 |  | N |  | 01 |  | GATE VALVE LINE REC JALUR 3 PROD 1 NO.08 | SF_VALVE | GROES: 3IN-150PSI; IWERK: 1303; INGRP: 049; GEWRK: 1303-LJP; WERGW: 1303; RBNR: 7304; SWERK: 1303; STORT: F303-PPP; BEBER: F01; ABCKZ: V; BUKRS: 2222; KOSTL: 2222I55221; PROID: D43/XX/B6-1303/RT1/PPP; TPLNR: 1303 -RF3 /SHELTER RTW BAY 3 |  |  | RF3-GV08 |  |  | CRANE | GATE,ASTM A216 WCB |  |  | US
644 | UPDATE-1 | REGION 5 | TBBM MALANG | C | 1303-B3-R1-GV09/00 | 1303-RF3-GV09/00 | 1303-RF3-GV09/00 | 1303-RF3-GV09/00 | OK | RF3-GV09 |  | N |  | 01 |  | GATE VALVE LINE REC JALUR 3 PROD 1 NO.09 | SF_VALVE | GROES: 3IN-150PSI; IWERK: 1303; INGRP: 049; GEWRK: 1303-LJP; WERGW: 1303; RBNR: 7304; SWERK: 1303; STORT: F303-PPP; BEBER: F01; ABCKZ: V; BUKRS: 2222; KOSTL: 2222I55221; PROID: D43/XX/B6-1303/RT1/PPP; TPLNR: 1303 -RF3 /SHELTER RTW BAY 3 |  |  | RF3-GV09 |  |  | CRANE | GATE,ASTM A216 WCB |  |  | US
645 | UPDATE-1 | REGION 5 | TBBM MALANG | C | 1303-B3-R1-GV10/00 | 1303-RF3-GV10/00 | 1303-RF3-GV10/00 | 1303-RF3-GV10/00 | OK | RF3-GV10 |  | N |  | 01 |  | GATE VALVE LINE REC JALUR 3 PROD 1 NO.10 | SF_VALVE | GROES: 3IN-150PSI; IWERK: 1303; INGRP: 049; GEWRK: 1303-LJP; WERGW: 1303; RBNR: 7304; SWERK: 1303; STORT: F303-PPP; BEBER: F01; ABCKZ: V; BUKRS: 2222; KOSTL: 2222I55221; PROID: D43/XX/B6-1303/RT1/PPP; TPLNR: 1303 -RF3 /SHELTER RTW BAY 3 |  |  | RF3-GV10 |  |  |  | GATE,ASTM A216 WCB |  |  | -
646 | UPDATE-1 | REGION 5 | TBBM MALANG | C | 1303-B3-R1-GV11/00 | 1303-RF3-GV11/00 | 1303-RF3-GV11/00 | 1303-RF3-GV11/00 | OK | RF3-GV11 |  | N |  | 01 |  | GATE VALVE LINE REC JALUR 3 PROD 1 NO.11 | SF_VALVE | GROES: 3IN-150PSI; IWERK: 1303; INGRP: 049; GEWRK: 1303-LJP; WERGW: 1303; RBNR: 7304; SWERK: 1303; STORT: F303-PPP; BEBER: F01; ABCKZ: V; BUKRS: 2222; KOSTL: 2222I55221; PROID: D43/XX/B6-1303/RT1/PPP; TPLNR: 1303 -RF3 /SHELTER RTW BAY 3 |  |  | RF3-GV11 |  |  |  | GATE,ASTM A216 WCB |  |  | -
647 | UPDATE-1 | REGION 5 | TBBM MALANG | C | 1303-B3-R1-GV12/00 | 1303-RF3-GV12/00 | 1303-RF3-GV12/00 | 1303-RF3-GV12/00 | OK | RF3-GV12 |  | N |  | 01 |  | GATE VALVE LINE REC JALUR 3 PROD 1 NO.12 | SF_VALVE | GROES: 3IN-150PSI; IWERK: 1303; INGRP: 049; GEWRK: 1303-LJP; WERGW: 1303; RBNR: 7304; SWERK: 1303; STORT: F303-PPP; BEBER: F01; ABCKZ: V; BUKRS: 2222; KOSTL: 2222I55221; PROID: D43/XX/B6-1303/RT1/PPP; TPLNR: 1303 -RF3 /SHELTER RTW BAY 3 |  |  | RF3-GV12 |  |  |  | GATE,ASTM A216 WCB |  |  | -
648 | UPDATE-1 | REGION 5 | TBBM MALANG | C | 1303-B3-R1-GV13/00 | 1303-RF3-GV13/00 | 1303-RF3-GV13/00 | 1303-RF3-GV13/00 | OK | RF3-GV13 |  | N |  | 01 |  | GATE VALVE LINE REC JALUR 3 PROD 1 NO.13 | SF_VALVE | GROES: 3IN-150PSI; IWERK: 1303; INGRP: 049; GEWRK: 1303-LJP; WERGW: 1303; RBNR: 7304; SWERK: 1303; STORT: F303-PPP; BEBER: F01; ABCKZ: V; BUKRS: 2222; KOSTL: 2222I55221; PROID: D43/XX/B6-1303/RT1/PPP; TPLNR: 1303 -RF3 /SHELTER RTW BAY 3 |  |  | RF3-GV13 |  |  |  | GATE,ASTM A216 WCB |  |  | -
649 | UPDATE-1 | REGION 5 | TBBM MALANG | C | 1303-B3-R1-GV14/00 | 1303-RF3-GV14/00 | 1303-RF3-GV14/00 | 1303-RF3-GV14/00 | OK | RF3-GV14 |  | N |  | 01 |  | GATE VALVE LINE REC JALUR 3 PROD 1 NO.14 | SF_VALVE | GROES: 3IN-150PSI; IWERK: 1303; INGRP: 049; GEWRK: 1303-LJP; WERGW: 1303; RBNR: 7304; SWERK: 1303; STORT: F303-PPP; BEBER: F01; ABCKZ: V; BUKRS: 2222; KOSTL: 2222I55221; PROID: D43/XX/B6-1303/RT1/PPP; TPLNR: 1303 -RF3 /SHELTER RTW BAY 3 |  |  | RF3-GV14 |  |  |  | GATE,ASTM A216 WCB |  |  | -
650 | UPDATE-1 | REGION 5 | TBBM MALANG | C | 1303-B3-R1-GV15/00 | 1303-RF3-GV15/00 | 1303-RF3-GV15/00 | 1303-RF3-GV15/00 | OK | RF3-GV15 |  | N |  | 01 |  | GATE VALVE LINE REC JALUR 3 PROD 1 NO.15 | SF_VALVE | GROES: 3IN-150PSI; IWERK: 1303; INGRP: 049; GEWRK: 1303-LJP; WERGW: 1303; RBNR: 7304; SWERK: 1303; STORT: F303-PPP; BEBER: F01; ABCKZ: V; BUKRS: 2222; KOSTL: 2222I55221; PROID: D43/XX/B6-1303/RT1/PPP; TPLNR: 1303 -RF3 /SHELTER RTW BAY 3 |  |  | RF3-GV15 |  |  |  | GATE,ASTM A216 WCB |  |  | -
651 | UPDATE-1 | REGION 5 | TBBM MALANG | C | 1303-B3-R1-GV16/00 | 1303-RF3-GV16/00 | 1303-RF3-GV16/00 | 1303-RF3-GV16/00 | OK | RF3-GV16 |  | N |  | 01 |  | GATE VALVE LINE REC JALUR 3 PROD 1 NO.16 | SF_VALVE | GROES: 3IN-150PSI; IWERK: 1303; INGRP: 049; GEWRK: 1303-LJP; WERGW: 1303; RBNR: 7304; SWERK: 1303; STORT: F303-PPP; BEBER: F01; ABCKZ: V; BUKRS: 2222; KOSTL: 2222I55221; PROID: D43/XX/B6-1303/RT1/PPP; TPLNR: 1303 -RF3 /SHELTER RTW BAY 3 |  |  | RF3-GV16 |  |  |  | GATE,ASTM A216 WCB |  |  | -
652 | UPDATE-1 | REGION 5 | TBBM MALANG | C | 1303-PP-B3-R2/00 | 1303-RF3-PP02/00 | 1303-RF3-PP02/00 | 1303-RF3-PP02/00 | OK | RF3-PP02 | PCE | V |  | 01 | PCE | PIPING RECEIVING RTW JALUR 3 PROD 2 | SF_PIPA | GROES: 6IN,SCH40; IWERK: 1303; INGRP: 049; GEWRK: 1303-LJP; WERGW: 1303; RBNR: 4001; SWERK: 1303; STORT: F303-PPP; BEBER: F01; ABCKZ: V; BUKRS: 2222; KOSTL: 2222I55221; PROID: D43/XX/B6-1303/RT1/PPP; TPLNR: 1303 -RF3 /SHELTER RTW BAY 3 |  |  | RF3-PP02 |  |  |  | API 5L,GR B |  |  | -
653 | UPDATE-1 | REGION 5 | TBBM MALANG | C | 1303-B3-R2-GV01/00 | 1303-RF3-GV17/00 | 1303-RF3-GV17/00 | 1303-RF3-GV17/00 | OK | RF3-GV17 |  | N |  | 01 |  | GATE VALVE LINE REC JALUR 3 PROD 2 NO.01 | SF_VALVE | GROES: 4IN-150PSI; IWERK: 1303; INGRP: 049; GEWRK: 1303-LJP; WERGW: 1303; RBNR: 7304; SWERK: 1303; STORT: F303-PPP; BEBER: F01; ABCKZ: V; BUKRS: 2222; KOSTL: 2222I55221; PROID: D43/XX/B6-1303/RT1/PPP; TPLNR: 1303 -RF3 /SHELTER RTW BAY 3 |  |  | RF3-GV17 |  |  |  | GATE,ASTM A216 WCB |  |  | -
654 | UPDATE-1 | REGION 5 | TBBM MALANG | C | 1303-B3-R2-GV02/00 | 1303-RF3-GV18/00 | 1303-RF3-GV18/00 | 1303-RF3-GV18/00 | OK | RF3-GV18 |  | N |  | 01 |  | GATE VALVE LINE REC JALUR 3 PROD 2 NO.02 | SF_VALVE | GROES: 4IN-150PSI; IWERK: 1303; INGRP: 049; GEWRK: 1303-LJP; WERGW: 1303; RBNR: 7304; SWERK: 1303; STORT: F303-PPP; BEBER: F01; ABCKZ: V; BUKRS: 2222; KOSTL: 2222I55221; PROID: D43/XX/B6-1303/RT1/PPP; TPLNR: 1303 -RF3 /SHELTER RTW BAY 3 |  |  | RF3-GV18 |  |  |  | GATE,ASTM A216 WCB |  |  | -
655 | UPDATE-1 | REGION 5 | TBBM MALANG | C | 1303-B3-R2-GV03/00 | 1303-RF3-GV19/00 | 1303-RF3-GV19/00 | 1303-RF3-GV19/00 | OK | RF3-GV19 |  | N |  | 01 |  | GATE VALVE LINE REC JALUR 3 PROD 2 NO.03 | SF_VALVE | GROES: 4IN-150PSI; IWERK: 1303; INGRP: 049; GEWRK: 1303-LJP; WERGW: 1303; RBNR: 7304; SWERK: 1303; STORT: F303-PPP; BEBER: F01; ABCKZ: V; BUKRS: 2222; KOSTL: 2222I55221; PROID: D43/XX/B6-1303/RT1/PPP; TPLNR: 1303 -RF3 /SHELTER RTW BAY 3 |  |  | RF3-GV19 |  |  |  | GATE,ASTM A216 WCB |  |  | -
656 | UPDATE-1 | REGION 5 | TBBM MALANG | C | 1303-B3-R2-GV04/00 | 1303-RF3-GV20/00 | 1303-RF3-GV20/00 | 1303-RF3-GV20/00 | OK | RF3-GV20 |  | N |  | 01 |  | GATE VALVE LINE REC JALUR 3 PROD 2 NO.04 | SF_VALVE | GROES: 3IN-150PSI; IWERK: 1303; INGRP: 049; GEWRK: 1303-LJP; WERGW: 1303; RBNR: 7304; SWERK: 1303; STORT: F303-PPP; BEBER: F01; ABCKZ: V; BUKRS: 2222; KOSTL: 2222I55221; PROID: D43/XX/B6-1303/RT1/PPP; TPLNR: 1303 -RF3 /SHELTER RTW BAY 3 |  |  | RF3-GV20 |  |  |  | GATE,ASTM A216 WCB |  |  | -
657 | UPDATE-1 | REGION 5 | TBBM MALANG | C | 1303-B3-R2-GV05/00 | 1303-RF3-GV21/00 | 1303-RF3-GV21/00 | 1303-RF3-GV21/00 | OK | RF3-GV21 |  | N |  | 01 |  | GATE VALVE LINE REC JALUR 3 PROD 2 NO.05 | SF_VALVE | GROES: 3IN-150PSI; IWERK: 1303; INGRP: 049; GEWRK: 1303-LJP; WERGW: 1303; RBNR: 7304; SWERK: 1303; STORT: F303-PPP; BEBER: F01; ABCKZ: V; BUKRS: 2222; KOSTL: 2222I55221; PROID: D43/XX/B6-1303/RT1/PPP; TPLNR: 1303 -RF3 /SHELTER RTW BAY 3 |  |  | RF3-GV21 |  |  | KITZ | GATE,ASTM A216 WCB |  |  | JP
658 | UPDATE-1 | REGION 5 | TBBM MALANG | C | 1303-B3-R2-GV06/00 | 1303-RF3-GV22/00 | 1303-RF3-GV22/00 | 1303-RF3-GV22/00 | OK | RF3-GV22 |  | N |  | 01 |  | GATE VALVE LINE REC JALUR 3 PROD 2 NO.06 | SF_VALVE | GROES: 3IN-150PSI; IWERK: 1303; INGRP: 049; GEWRK: 1303-LJP; WERGW: 1303; RBNR: 7304; SWERK: 1303; STORT: F303-PPP; BEBER: F01; ABCKZ: V; BUKRS: 2222; KOSTL: 2222I55221; PROID: D43/XX/B6-1303/RT1/PPP; TPLNR: 1303 -RF3 /SHELTER RTW BAY 3 |  |  | RF3-GV22 |  |  |  | GATE,ASTM A216 WCB |  |  | -
659 | UPDATE-1 | REGION 5 | TBBM MALANG | C | 1303-B3-R2-GV07/00 | 1303-RF3-GV23/00 | 1303-RF3-GV23/00 | 1303-RF3-GV23/00 | OK | RF3-GV23 |  | N |  | 01 |  | GATE VALVE LINE REC JALUR 3 PROD 2 NO.07 | SF_VALVE | GROES: 3IN-150PSI; IWERK: 1303; INGRP: 049; GEWRK: 1303-LJP; WERGW: 1303; RBNR: 7304; SWERK: 1303; STORT: F303-PPP; BEBER: F01; ABCKZ: V; BUKRS: 2222; KOSTL: 2222I55221; PROID: D43/XX/B6-1303/RT1/PPP; TPLNR: 1303 -RF3 /SHELTER RTW BAY 3 |  |  | RF3-GV23 |  |  |  | GATE,ASTM A216 WCB |  |  | -
660 | UPDATE-1 | REGION 5 | TBBM MALANG | C | 1303-B3-R2-GV08/00 | 1303-RF3-GV24/00 | 1303-RF3-GV24/00 | 1303-RF3-GV24/00 | OK | RF3-GV24 |  | N |  | 01 |  | GATE VALVE LINE REC JALUR 3 PROD 2 NO.08 | SF_VALVE | GROES: 3IN-150PSI; IWERK: 1303; INGRP: 049; GEWRK: 1303-LJP; WERGW: 1303; RBNR: 7304; SWERK: 1303; STORT: F303-PPP; BEBER: F01; ABCKZ: V; BUKRS: 2222; KOSTL: 2222I55221; PROID: D43/XX/B6-1303/RT1/PPP; TPLNR: 1303 -RF3 /SHELTER RTW BAY 3 |  |  | RF3-GV24 |  |  |  | GATE,ASTM A216 WCB |  |  | -
661 | UPDATE-1 | REGION 5 | TBBM MALANG | C | 1303-B3-R2-GV09/00 | 1303-RF3-GV25/00 | 1303-RF3-GV25/00 | 1303-RF3-GV25/00 | OK | RF3-GV25 |  | N |  | 01 |  | GATE VALVE LINE REC JALUR 3 PROD 2 NO.09 | SF_VALVE | GROES: 3IN-150PSI; IWERK: 1303; INGRP: 049; GEWRK: 1303-LJP; WERGW: 1303; RBNR: 7304; SWERK: 1303; STORT: F303-PPP; BEBER: F01; ABCKZ: V; BUKRS: 2222; KOSTL: 2222I55221; PROID: D43/XX/B6-1303/RT1/PPP; TPLNR: 1303 -RF3 /SHELTER RTW BAY 3 |  |  | RF3-GV25 |  |  |  | GATE,ASTM A216 WCB |  |  | -
662 | UPDATE-1 | REGION 5 | TBBM MALANG | C | 1303-B3-R2-GV10/00 | 1303-RF3-GV26/00 | 1303-RF3-GV26/00 | 1303-RF3-GV26/00 | OK | RF3-GV26 |  | N |  | 01 |  | GATE VALVE LINE REC JALUR 3 PROD 2 NO.10 | SF_VALVE | GROES: 3IN-150PSI; IWERK: 1303; INGRP: 049; GEWRK: 1303-LJP; WERGW: 1303; RBNR: 7304; SWERK: 1303; STORT: F303-PPP; BEBER: F01; ABCKZ: V; BUKRS: 2222; KOSTL: 2222I55221; PROID: D43/XX/B6-1303/RT1/PPP; TPLNR: 1303 -RF3 /SHELTER RTW BAY 3 |  |  | RF3-GV26 |  |  | GBA | GATE,ASTM A216 WCB |  |  | IT
663 | UPDATE-1 | REGION 5 | TBBM MALANG | C | 1303-B3-R2-GV11/00 | 1303-RF3-GV27/00 | 1303-RF3-GV27/00 | 1303-RF3-GV27/00 | OK | RF3-GV27 |  | N |  | 01 |  | GATE VALVE LINE REC JALUR 3 PROD 2 NO.11 | SF_VALVE | GROES: 3IN-150PSI; IWERK: 1303; INGRP: 049; GEWRK: 1303-LJP; WERGW: 1303; RBNR: 7304; SWERK: 1303; STORT: F303-PPP; BEBER: F01; ABCKZ: V; BUKRS: 2222; KOSTL: 2222I55221; PROID: D43/XX/B6-1303/RT1/PPP; TPLNR: 1303 -RF3 /SHELTER RTW BAY 3 |  |  | RF3-GV27 |  |  | SPV | GATE,ASTM A216 WCB |  |  | SG
664 | UPDATE-1 | REGION 5 | TBBM MALANG | C | 1303-B3-R2-GV12/00 | 1303-RF3-GV28/00 | 1303-RF3-GV28/00 | 1303-RF3-GV28/00 | OK | RF3-GV28 |  | N |  | 01 |  | GATE VALVE LINE REC JALUR 3 PROD 2 NO.12 | SF_VALVE | GROES: 3IN-150PSI; IWERK: 1303; INGRP: 049; GEWRK: 1303-LJP; WERGW: 1303; RBNR: 7304; SWERK: 1303; STORT: F303-PPP; BEBER: F01; ABCKZ: V; BUKRS: 2222; KOSTL: 2222I55221; PROID: D43/XX/B6-1303/RT1/PPP; TPLNR: 1303 -RF3 /SHELTER RTW BAY 3 |  |  | RF3-GV28 |  |  |  | GATE,ASTM A216 WCB |  |  | -
665 | UPDATE-1 | REGION 5 | TBBM MALANG | C | 1303-B3-R2-GV13/00 | 1303-RF3-GV29/00 | 1303-RF3-GV29/00 | 1303-RF3-GV29/00 | OK | RF3-GV29 |  | N |  | 01 |  | GATE VALVE LINE REC JALUR 3 PROD 2 NO.13 | SF_VALVE | GROES: 3IN-150PSI; IWERK: 1303; INGRP: 049; GEWRK: 1303-LJP; WERGW: 1303; RBNR: 7304; SWERK: 1303; STORT: F303-PPP; BEBER: F01; ABCKZ: V; BUKRS: 2222; KOSTL: 2222I55221; PROID: D43/XX/B6-1303/RT1/PPP; TPLNR: 1303 -RF3 /SHELTER RTW BAY 3 |  |  | RF3-GV29 |  |  |  | GATE,ASTM A216 WCB |  |  | -
666 | UPDATE-1 | REGION 5 | TBBM MALANG | C | 1303-B3-R2-GV14/00 | 1303-RF3-GV30/00 | 1303-RF3-GV30/00 | 1303-RF3-GV30/00 | OK | RF3-GV30 |  | N |  | 01 |  | GATE VALVE LINE REC JALUR 3 PROD 2 NO.14 | SF_VALVE | GROES: 3IN-150PSI; IWERK: 1303; INGRP: 049; GEWRK: 1303-LJP; WERGW: 1303; RBNR: 7304; SWERK: 1303; STORT: F303-PPP; BEBER: F01; ABCKZ: V; BUKRS: 2222; KOSTL: 2222I55221; PROID: D43/XX/B6-1303/RT1/PPP; TPLNR: 1303 -RF3 /SHELTER RTW BAY 3 |  |  | RF3-GV30 |  |  |  | GATE,ASTM A216 WCB |  |  | -
667 | UPDATE-1 | REGION 5 | TBBM MALANG | C | 1303-PP-B3-R3/00 | 1303-RF3-PP03/00 | 1303-RF3-PP03/00 | 1303-RF3-PP03/00 | OK | RF3-PP03 | PCE | V |  | 01 | PCE | PIPING RECEIVING RTW JALUR 3 PROD 3 | SF_PIPA | GROES: 6IN,SCH40; IWERK: 1303; INGRP: 049; GEWRK: 1303-LJP; WERGW: 1303; RBNR: 4001; SWERK: 1303; STORT: F303-PPP; BEBER: F01; ABCKZ: V; BUKRS: 2222; KOSTL: 2222I55221; PROID: D43/XX/B6-1303/RT1/PPP; TPLNR: 1303 -RF3 /SHELTER RTW BAY 3 |  |  | RF3-PP03 |  |  |  | API 5L,GR B |  |  | -
668 | UPDATE-1 | REGION 5 | TBBM MALANG | C | 1303-B3-R3-GV01/00 | 1303-RF3-GV31/00 | 1303-RF3-GV31/00 | 1303-RF3-GV31/00 | OK | RF3-GV31 |  | N |  | 01 |  | GATE VALVE LINE REC JALUR 3 PROD 3 NO.01 | SF_VALVE | GROES: 4IN-150PSI; IWERK: 1303; INGRP: 049; GEWRK: 1303-LJP; WERGW: 1303; RBNR: 7304; SWERK: 1303; STORT: F303-PPP; BEBER: F01; ABCKZ: V; BUKRS: 2222; KOSTL: 2222I55221; PROID: D43/XX/B6-1303/RT1/PPP; TPLNR: 1303 -RF3 /SHELTER RTW BAY 3 |  |  | RF3-GV31 |  |  |  | GATE,ASTM A216 WCB |  |  | -
669 | UPDATE-1 | REGION 5 | TBBM MALANG | C | 1303-B3-R3-GV02/00 | 1303-RF3-GV32/00 | 1303-RF3-GV32/00 | 1303-RF3-GV32/00 | OK | RF3-GV32 |  | N |  | 01 |  | GATE VALVE LINE REC JALUR 3 PROD 3 NO.02 | SF_VALVE | GROES: 4IN-150PSI; IWERK: 1303; INGRP: 049; GEWRK: 1303-LJP; WERGW: 1303; RBNR: 7304; SWERK: 1303; STORT: F303-PPP; BEBER: F01; ABCKZ: V; BUKRS: 2222; KOSTL: 2222I55221; PROID: D43/XX/B6-1303/RT1/PPP; TPLNR: 1303 -RF3 /SHELTER RTW BAY 3 |  |  | RF3-GV32 |  |  |  | GATE,ASTM A216 WCB |  |  | -
670 | UPDATE-1 | REGION 5 | TBBM MALANG | C | 1303-B3-R3-GV03/00 | 1303-RF3-GV33/00 | 1303-RF3-GV33/00 | 1303-RF3-GV33/00 | OK | RF3-GV33 |  | N |  | 01 |  | GATE VALVE LINE REC JALUR 3 PROD 3 NO.03 | SF_VALVE | GROES: 4IN-150PSI; IWERK: 1303; INGRP: 049; GEWRK: 1303-LJP; WERGW: 1303; RBNR: 7304; SWERK: 1303; STORT: F303-PPP; BEBER: F01; ABCKZ: V; BUKRS: 2222; KOSTL: 2222I55221; PROID: D43/XX/B6-1303/RT1/PPP; TPLNR: 1303 -RF3 /SHELTER RTW BAY 3 |  |  | RF3-GV33 |  |  |  | GATE,ASTM A216 WCB |  |  | -
671 | UPDATE-1 | REGION 5 | TBBM MALANG | C | 1303-B3-R3-GV04/00 | 1303-RF3-GV34/00 | 1303-RF3-GV34/00 | 1303-RF3-GV34/00 | OK | RF3-GV34 |  | N |  | 01 |  | GATE VALVE LINE REC JALUR 3 PROD 3 NO.04 | SF_VALVE | GROES: 3IN-150PSI; IWERK: 1303; INGRP: 049; GEWRK: 1303-LJP; WERGW: 1303; RBNR: 7304; SWERK: 1303; STORT: F303-PPP; BEBER: F01; ABCKZ: V; BUKRS: 2222; KOSTL: 2222I55221; PROID: D43/XX/B6-1303/RT1/PPP; TPLNR: 1303 -RF3 /SHELTER RTW BAY 3 |  |  | RF3-GV34 |  |  |  | GATE,ASTM A216 WCB |  |  | -
672 | UPDATE-1 | REGION 5 | TBBM MALANG | C | 1303-B3-R3-GV05/00 | 1303-RF3-GV35/00 | 1303-RF3-GV35/00 | 1303-RF3-GV35/00 | OK | RF3-GV35 |  | N |  | 01 |  | GATE VALVE LINE REC JALUR 3 PROD 3 NO.05 | SF_VALVE | GROES: 3IN-150PSI; IWERK: 1303; INGRP: 049; GEWRK: 1303-LJP; WERGW: 1303; RBNR: 7304; SWERK: 1303; STORT: F303-PPP; BEBER: F01; ABCKZ: V; BUKRS: 2222; KOSTL: 2222I55221; PROID: D43/XX/B6-1303/RT1/PPP; TPLNR: 1303 -RF3 /SHELTER RTW BAY 3 |  |  | RF3-GV35 |  |  |  | GATE,ASTM A216 WCB |  |  | -
673 | UPDATE-1 | REGION 5 | TBBM MALANG | C | 1303-B3-R3-GV06/00 | 1303-RF3-GV36/00 | 1303-RF3-GV36/00 | 1303-RF3-GV36/00 | OK | RF3-GV36 |  | N |  | 01 |  | GATE VALVE LINE REC JALUR 3 PROD 3 NO.06 | SF_VALVE | GROES: 3IN-150PSI; IWERK: 1303; INGRP: 049; GEWRK: 1303-LJP; WERGW: 1303; RBNR: 7304; SWERK: 1303; STORT: F303-PPP; BEBER: F01; ABCKZ: V; BUKRS: 2222; KOSTL: 2222I55221; PROID: D43/XX/B6-1303/RT1/PPP; TPLNR: 1303 -RF3 /SHELTER RTW BAY 3 |  |  | RF3-GV36 |  |  |  | GATE,ASTM A216 WCB |  |  | -
674 | UPDATE-1 | REGION 5 | TBBM MALANG | C | 1303-B3-R3-GV07/00 | 1303-RF3-GV37/00 | 1303-RF3-GV37/00 | 1303-RF3-GV37/00 | OK | RF3-GV37 |  | N |  | 01 |  | GATE VALVE LINE REC JALUR 3 PROD 3 NO.07 | SF_VALVE | GROES: 3IN-150PSI; IWERK: 1303; INGRP: 049; GEWRK: 1303-LJP; WERGW: 1303; RBNR: 7304; SWERK: 1303; STORT: F303-PPP; BEBER: F01; ABCKZ: V; BUKRS: 2222; KOSTL: 2222I55221; PROID: D43/XX/B6-1303/RT1/PPP; TPLNR: 1303 -RF3 /SHELTER RTW BAY 3 |  |  | RF3-GV37 |  |  | CRANE | GATE,ASTM A216 WCB |  |  | US
675 | UPDATE-1 | REGION 5 | TBBM MALANG | C | 1303-B3-R3-GV08/00 | 1303-RF3-GV38/00 | 1303-RF3-GV38/00 | 1303-RF3-GV38/00 | OK | RF3-GV38 |  | N |  | 01 |  | GATE VALVE LINE REC JALUR 3 PROD 3 NO.08 | SF_VALVE | GROES: 3IN-150PSI; IWERK: 1303; INGRP: 049; GEWRK: 1303-LJP; WERGW: 1303; RBNR: 7304; SWERK: 1303; STORT: F303-PPP; BEBER: F01; ABCKZ: V; BUKRS: 2222; KOSTL: 2222I55221; PROID: D43/XX/B6-1303/RT1/PPP; TPLNR: 1303 -RF3 /SHELTER RTW BAY 3 |  |  | RF3-GV38 |  |  | CRANE | GATE,ASTM A216 WCB |  |  | US
676 | UPDATE-1 | REGION 5 | TBBM MALANG | C | 1303-B3-R3-GV09/00 | 1303-RF3-GV39/00 | 1303-RF3-GV39/00 | 1303-RF3-GV39/00 | OK | RF3-GV39 |  | N |  | 01 |  | GATE VALVE LINE REC JALUR 3 PROD 3 NO.09 | SF_VALVE | GROES: 3IN-150PSI; IWERK: 1303; INGRP: 049; GEWRK: 1303-LJP; WERGW: 1303; RBNR: 7304; SWERK: 1303; STORT: F303-PPP; BEBER: F01; ABCKZ: V; BUKRS: 2222; KOSTL: 2222I55221; PROID: D43/XX/B6-1303/RT1/PPP; TPLNR: 1303 -RF3 /SHELTER RTW BAY 3 |  |  | RF3-GV39 |  |  | KITZ | GATE,ASTM A216 WCB |  |  | JP
677 | UPDATE-1 | REGION 5 | TBBM MALANG | C | 1303-B3-R3-GV10/00 | 1303-RF3-GV40/00 | 1303-RF3-GV40/00 | 1303-RF3-GV40/00 | OK | RF3-GV40 |  | N |  | 01 |  | GATE VALVE LINE REC JALUR 3 PROD 3 NO.10 | SF_VALVE | GROES: 3IN-150PSI; IWERK: 1303; INGRP: 049; GEWRK: 1303-LJP; WERGW: 1303; RBNR: 7304; SWERK: 1303; STORT: F303-PPP; BEBER: F01; ABCKZ: V; BUKRS: 2222; KOSTL: 2222I55221; PROID: D43/XX/B6-1303/RT1/PPP; TPLNR: 1303 -RF3 /SHELTER RTW BAY 3 |  |  | RF3-GV40 |  |  | CRANE | GATE,ASTM A216 WCB |  |  | US
678 | UPDATE-1 | REGION 5 | TBBM MALANG | C | 1303-B3-R3-GV11/00 | 1303-RF3-GV41/00 | 1303-RF3-GV41/00 | 1303-RF3-GV41/00 | OK | RF3-GV41 |  | N |  | 01 |  | GATE VALVE LINE REC JALUR 3 PROD 3 NO.11 | SF_VALVE | GROES: 3IN-150PSI; IWERK: 1303; INGRP: 049; GEWRK: 1303-LJP; WERGW: 1303; RBNR: 7304; SWERK: 1303; STORT: F303-PPP; BEBER: F01; ABCKZ: V; BUKRS: 2222; KOSTL: 2222I55221; PROID: D43/XX/B6-1303/RT1/PPP; TPLNR: 1303 -RF3 /SHELTER RTW BAY 3 |  |  | RF3-GV41 |  |  | KITZ | GATE,ASTM A216 WCB |  |  | JP
679 | UPDATE-1 | REGION 5 | TBBM MALANG | C | 1303-B3-R3-GV12/00 | 1303-RF3-GV42/00 | 1303-RF3-GV42/00 | 1303-RF3-GV42/00 | OK | RF3-GV42 |  | N |  | 01 |  | GATE VALVE LINE REC JALUR 3 PROD 3 NO.12 | SF_VALVE | GROES: 3IN-150PSI; IWERK: 1303; INGRP: 049; GEWRK: 1303-LJP; WERGW: 1303; RBNR: 7304; SWERK: 1303; STORT: F303-PPP; BEBER: F01; ABCKZ: V; BUKRS: 2222; KOSTL: 2222I55221; PROID: D43/XX/B6-1303/RT1/PPP; TPLNR: 1303 -RF3 /SHELTER RTW BAY 3 |  |  | RF3-GV42 |  |  | KITZ | GATE,ASTM A216 WCB |  |  | JP
680 | UPDATE-1 | REGION 5 | TBBM MALANG | C | 1303-B3-R3-GV13/00 | 1303-RF3-GV43/00 | 1303-RF3-GV43/00 | 1303-RF3-GV43/00 | OK | RF3-GV43 |  | N |  | 01 |  | GATE VALVE LINE REC JALUR 3 PROD 3 NO.13 | SF_VALVE | GROES: 3IN-150PSI; IWERK: 1303; INGRP: 049; GEWRK: 1303-LJP; WERGW: 1303; RBNR: 7304; SWERK: 1303; STORT: F303-PPP; BEBER: F01; ABCKZ: V; BUKRS: 2222; KOSTL: 2222I55221; PROID: D43/XX/B6-1303/RT1/PPP; TPLNR: 1303 -RF3 /SHELTER RTW BAY 3 |  |  | RF3-GV43 |  |  |  | GATE,ASTM A216 WCB |  |  | -
681 | UPDATE-1 | REGION 5 | TBBM MALANG | C | 1303-B3-R3-GV14/00 | 1303-RF3-GV44/00 | 1303-RF3-GV44/00 | 1303-RF3-GV44/00 | OK | RF3-GV44 |  | N |  | 01 |  | GATE VALVE LINE REC JALUR 3 PROD 3 NO.14 | SF_VALVE | GROES: 3IN-150PSI; IWERK: 1303; INGRP: 049; GEWRK: 1303-LJP; WERGW: 1303; RBNR: 7304; SWERK: 1303; STORT: F303-PPP; BEBER: F01; ABCKZ: V; BUKRS: 2222; KOSTL: 2222I55221; PROID: D43/XX/B6-1303/RT1/PPP; TPLNR: 1303 -RF3 /SHELTER RTW BAY 3 |  |  | RF3-GV44 |  |  |  | GATE,ASTM A216 WCB |  |  | -
682 | UPDATE-1 | REGION 5 | TBBM MALANG | C | 1303-B3-R3-GV15/00 | 1303-RF3-GV45/00 | 1303-RF3-GV45/00 | 1303-RF3-GV45/00 | OK | RF3-GV45 |  | N |  | 01 |  | GATE VALVE LINE REC JALUR 3 PROD 3 NO.15 | SF_VALVE | GROES: 3IN-150PSI; IWERK: 1303; INGRP: 049; GEWRK: 1303-LJP; WERGW: 1303; RBNR: 7304; SWERK: 1303; STORT: F303-PPP; BEBER: F01; ABCKZ: V; BUKRS: 2222; KOSTL: 2222I55221; PROID: D43/XX/B6-1303/RT1/PPP; TPLNR: 1303 -RF3 /SHELTER RTW BAY 3 |  |  | RF3-GV45 |  |  | KITZ | GATE,ASTM A216 WCB |  |  | JP
683 | UPDATE-1 | REGION 5 | TBBM MALANG | C | 1303-PP-SO-R4/00 | 1303-RF4-PP01/00 | 1303-RF4-PP01/00 | 1303-RF4-PP01/00 | OK | RF4-PP01 | PCE | V |  | 01 | PCE | PIPING RECEIVING ISOTANK | SF_PIPA | GROES: 4IN,SCH40; IWERK: 1303; INGRP: 049; GEWRK: 1303-LJP; WERGW: 1303; RBNR: 4001; SWERK: 1303; STORT: F303-PPP; BEBER: F01; ABCKZ: V; BUKRS: 2222; KOSTL: 2222I55221; PROID: D43/XX/B6-1303/RT1/PPP; TPLNR: 1303 -RF4 /SHELTER ISOTANK 1 |  |  | RF4-PP01 |  |  |  | API 5L,GR B |  |  | -
684 | UPDATE-1 | REGION 5 | TBBM MALANG | C | 1303-SO-R4-GV01/00 | 1303-RF4-GV01/00 | 1303-RF4-GV01/00 | 1303-RF4-GV01/00 | OK | RF4-GV01 |  | N |  | 01 |  | GATE VALVE LINE RECEIVING ISOTANK NO.01 | SF_VALVE | GROES: 3IN-150PSI; IWERK: 1303; INGRP: 049; GEWRK: 1303-LJP; WERGW: 1303; RBNR: 7304; SWERK: 1303; STORT: F303-PPP; BEBER: F01; ABCKZ: V; BUKRS: 2222; KOSTL: 2222I55221; PROID: D43/XX/B6-1303/RT1/PPP; TPLNR: 1303 -RF4 /SHELTER ISOTANK 1 |  |  | RF4-GV01 |  |  | KITZ | GATE,ASTM A216 WCB |  |  | JP
685 | UPDATE-1 | REGION 5 | TBBM MALANG | C | 1303-SO-R4-GV02/00 | 1303-RF4-GV02/00 | 1303-RF4-GV02/00 | 1303-RF4-GV02/00 | OK | RF4-GV02 |  | N |  | 01 |  | GATE VALVE LINE RECEIVING ISOTANK NO.02 | SF_VALVE | GROES: 3IN-150PSI; IWERK: 1303; INGRP: 049; GEWRK: 1303-LJP; WERGW: 1303; RBNR: 7304; SWERK: 1303; STORT: F303-PPP; BEBER: F01; ABCKZ: V; BUKRS: 2222; KOSTL: 2222I55221; PROID: D43/XX/B6-1303/RT1/PPP; TPLNR: 1303 -RF4 /SHELTER ISOTANK 1 |  |  | RF4-GV02 |  |  | KITZ | GATE,ASTM A216 WCB |  |  | JP
686 | UPDATE-1 | REGION 5 | TBBM MALANG | C | 1303-SO-R4-GV03/00 | 1303-RF4-GV03/00 | 1303-RF4-GV03/00 | 1303-RF4-GV03/00 | OK | RF4-GV03 |  | N |  | 01 |  | GATE VALVE LINE RECEIVING ISOTANK NO.03 | SF_VALVE | GROES: 3IN-150PSI; IWERK: 1303; INGRP: 049; GEWRK: 1303-LJP; WERGW: 1303; RBNR: 7304; SWERK: 1303; STORT: F303-PPP; BEBER: F01; ABCKZ: V; BUKRS: 2222; KOSTL: 2222I55221; PROID: D43/XX/B6-1303/RT1/PPP; TPLNR: 1303 -RF4 /SHELTER ISOTANK 1 |  |  | RF4-GV03 |  |  | CRANE | GATE,ASTM A216 WCB |  |  | US
687 | UPDATE-1 | REGION 5 | TBBM MALANG | C | 1303-SO-R4-GV04/00 | 1303-RF4-GV04/00 | 1303-RF4-GV04/00 | 1303-RF4-GV04/00 | OK | RF4-GV04 |  | N |  | 01 |  | GATE VALVE LINE RECEIVING ISOTANK NO.04 | SF_VALVE | GROES: 3IN-150PSI; IWERK: 1303; INGRP: 049; GEWRK: 1303-LJP; WERGW: 1303; RBNR: 7304; SWERK: 1303; STORT: F303-PPP; BEBER: F01; ABCKZ: V; BUKRS: 2222; KOSTL: 2222I55221; PROID: D43/XX/B6-1303/RT1/PPP; TPLNR: 1303 -RF4 /SHELTER ISOTANK 1 |  |  | RF4-GV04 |  |  | KITZ | GATE,ASTM A216 WCB |  |  | JP
688 | UPDATE-1 | REGION 5 | TBBM MALANG | C | 1303-SO-R4-GV05/00 | 1303-RF4-GV05/00 | 1303-RF4-GV05/00 | 1303-RF4-GV05/00 | OK | RF4-GV05 |  | N |  | 01 |  | GATE VALVE LINE RECEIVING ISOTANK NO.05 | SF_VALVE | GROES: 3IN-150PSI; IWERK: 1303; INGRP: 049; GEWRK: 1303-LJP; WERGW: 1303; RBNR: 7304; SWERK: 1303; STORT: F303-PPP; BEBER: F01; ABCKZ: V; BUKRS: 2222; KOSTL: 2222I55221; PROID: D43/XX/B6-1303/RT1/PPP; TPLNR: 1303 -RF4 /SHELTER ISOTANK 1 |  |  | RF4-GV05 |  |  | KITZ | GATE,ASTM A216 WCB |  |  | JP
689 | UPDATE-1 | REGION 5 | TBBM MALANG | C | NEW | 1303-RF4-GV06/00 | 1303-RF4-GV06/00 | 1303-RF4-GV06/00 | OK | RF4-GV06 |  | N |  | 01 |  | GATE VALVE LINE RECEIVING ISOTANK NO.06 | SF_VALVE | GROES: 3IN-150PSI; IWERK: 1303; INGRP: 049; GEWRK: 1303-LJP; WERGW: 1303; RBNR: 7304; SWERK: 1303; STORT: F303-PPP; BEBER: F01; ABCKZ: V; BUKRS: 2222; KOSTL: 2222I55221; PROID: D43/XX/B6-1303/RT1/PPP; TPLNR: 1303 -RF4 /SHELTER ISOTANK 1 |  |  | RF4-GV06 |  |  | CRANE | GATE,ASTM A216 WCB |  |  | US
690 | UPDATE-1 | REGION 5 | TBBM MALANG | U | 1303-FM07/00 | 1303-LB01-FM07/00 | 1303-LB01-FM07/00 | 1303-LB01-FM07/00 | GANTI DESKRIPSI | LB01-FM07 | PCE | I |  | 01 | PCE | FLOW METER / BULK METER NO.07 | SF_METER_ARUS | GROES: 1333LPM; IWERK: 1303; INGRP: 049; GEWRK: 1303-LJP; WERGW: 1303; RBNR: 7701; SWERK: 1303; STORT: F303-PPP; BEBER: F01; ABCKZ: V; BUKRS: 2222; KOSTL: 2222I55221; PROID: D43/XX/B6-1303/RT1/PPP; TPLNR: 1303 -FSU /METERING SYSTEM |  |  | LB01-FM07 |  |  | SATAM | POSITIVE DISPL METER |  |  | FR | [21 empty] | 0120/SQ/SAU/X/2023
691 | UPDATE-1 | REGION 5 | TBBM MALANG | U | 1303-FM12/00 | 1303-LB01-FM12/00 | 1303-LB01-FM12/00 | 1303-LB01-FM12/00 | GANTI DESKRIPSI | LB01-FM12 | PCE | I |  | 01 | PCE | FLOW METER / BULK METER NO.12 | SF_METER_ARUS | GROES: 2050LPM; IWERK: 1303; INGRP: 049; GEWRK: 1303-LJP; WERGW: 1303; RBNR: 7701; SWERK: 1303; STORT: F303-PPP; BEBER: F01; ABCKZ: V; BUKRS: 2222; KOSTL: 2222I55221; PROID: D43/XX/B6-1303/RT1/PPP; TPLNR: 1303 -FSU /METERING SYSTEM |  |  | LB01-FM12 |  |  | AVERY HARDOLL | POSITIVE DISPL METER |  |  | GB | [21 empty] | 0125/SQ/SAU/X/2023
692 | UPDATE-1 | REGION 5 | TBBM MALANG | U | 1303-FM14/00 | 1303-LB01-FM14/00 | 1303-LB01-FM14/00 | 1303-LB01-FM14/00 | GANTI DESKRIPSI | LB01-FM14 |  | I |  | 01 |  | FLOW METER / BULK METER NO.14 | SF_METER_ARUS | GROES: 1333LPM; IWERK: 1303; INGRP: 049; GEWRK: 1303-LJP; WERGW: 1303; RBNR: 7701; SWERK: 1303; STORT: F303-PPP; BEBER: F01; ABCKZ: V; BUKRS: 2222; KOSTL: 2222I55221; PROID: D43/XX/B6-1303/RT1/PPP; TPLNR: 1303 -FSU /METERING SYSTEM |  |  | LB01-FM14 |  |  | AVERY HARDOLL | POSITIVE DISPL METER |  |  | GB | [21 empty] | 0128/SQ/SAU/X/2023
693 | UPDATE-1 | REGION 5 | TBBM MALANG | U | 1303-FM15/00 | 1303-LB01-FM15/00 | 1303-LB01-FM15/00 | 1303-LB01-FM15/00 | GANTI DESKRIPSI | LB01-FM15 |  | I |  | 01 |  | FLOW METER / BULK METER NO.15 | SF_METER_ARUS | GROES: 1333LPM; IWERK: 1303; INGRP: 049; GEWRK: 1303-LJP; WERGW: 1303; RBNR: 7701; SWERK: 1303; STORT: F303-PPP; BEBER: F01; ABCKZ: V; BUKRS: 2222; KOSTL: 2222I55221; PROID: D43/XX/B6-1303/RT1/PPP; TPLNR: 1303 -FSU /METERING SYSTEM |  |  | LB01-FM15 |  |  | SATAM | POSITIVE DISPL METER |  |  | FR | [21 empty] | 0129/SQ/SAU/X/2023
694 | UPDATE-1 | REGION 5 | TBBM MALANG | C | 1303-FCV-07/00 | 1303-LB01-DCV07/00 | 1303-LB01-DCV07/00 | 1303-LB01-DCV07/00 | OK | LB01-DCV07 |  | I |  | 01 |  | CONTROL VALVE METER NO.07 | SF_METER_ARUS | GROES: 3IN-150PSI; IWERK: 1303; INGRP: 049; GEWRK: 1303-LJP; WERGW: 1303; RBNR: 7303; SWERK: 1303; STORT: F303-PPP; BEBER: F01; ABCKZ: V; BUKRS: 2222; KOSTL: 2222I55221; PROID: D43/XX/B6-1303/RT1/PPP; TPLNR: 1303 -FSU /METERING SYSTEM |  |  | LB01-DCV07 |  |  | SATAM | SELENOID VALVE |  |  | FR
695 | UPDATE-1 | REGION 5 | TBBM MALANG | U | 1303-FCV-12/00 | 1303-LB01-DCV12/00 | 1303-LB01-DCV12/00 | 1303-LB01-DCV12/00 | GANTI SIZE 3IN | LB01-DCV12 |  | I |  | 01 |  | CONTROL VALVE METER NO.12 | SF_METER_ARUS | GROES: 3IN-150PSI; IWERK: 1303; INGRP: 049; GEWRK: 1303-LJP; WERGW: 1303; RBNR: 7303; SWERK: 1303; STORT: F303-PPP; BEBER: F01; ABCKZ: V; BUKRS: 2222; KOSTL: 2222I55221; PROID: D43/XX/B6-1303/RT1/PPP; TPLNR: 1303 -FSU /METERING SYSTEM |  |  | LB01-DCV12 |  |  | AVERY HARDOLL | DELUGE VALVE |  |  | GB
696 | UPDATE-1 | REGION 5 | TBBM MALANG | C | 1303-FCV-14/00 | 1303-LB01-DCV14/00 | 1303-LB01-DCV14/00 | 1303-LB01-DCV14/00 | OK | LB01-DCV14 |  | I |  | 01 |  | CONTROL VALVE METER NO.14 | SF_METER_ARUS | GROES: 3IN-150PSI; IWERK: 1303; INGRP: 049; GEWRK: 1303-LJP; WERGW: 1303; RBNR: 7303; SWERK: 1303; STORT: F303-PPP; BEBER: F01; ABCKZ: V; BUKRS: 2222; KOSTL: 2222I55221; PROID: D43/XX/B6-1303/RT1/PPP; TPLNR: 1303 -FSU /METERING SYSTEM |  |  | LB01-DCV14 |  |  | SATAM | SELENOID VALVE |  |  | FR
697 | UPDATE-1 | REGION 5 | TBBM MALANG | C | 1303-FCV-15/00 | 1303-LB01-DCV15/00 | 1303-LB01-DCV15/00 | 1303-LB01-DCV15/00 | OK | LB01-DCV15 |  | I |  | 01 |  | CONTROL VALVE METER NO.15 | SF_METER_ARUS | GROES: 3IN-150PSI; IWERK: 1303; INGRP: 049; GEWRK: 1303-LJP; WERGW: 1303; RBNR: 7303; SWERK: 1303; STORT: F303-PPP; BEBER: F01; ABCKZ: V; BUKRS: 2222; KOSTL: 2222I55221; PROID: D43/XX/B6-1303/RT1/PPP; TPLNR: 1303 -FSU /METERING SYSTEM |  |  | LB01-DCV15 |  |  | SATAM | SELENOID VALVE |  |  | FR
698 | UPDATE-1 | REGION 5 | TBBM MALANG | D to C | 1303-VDU-07/00 | 1303-LB01-FIC07/00 | 1303-LB01-BC07/00 | 1303-LB01-BC07/00 | GANTI TAG NO | LB01-BC07 |  | I |  | 01 |  | DISPLAY CONTROL,METER NO.07 | SF_METER_ARUS | GROES: H278XW350XD192 MM; IWERK: 1303; INGRP: 049; GEWRK: 1303-LJP; WERGW: 1303; RBNR: 3899; SWERK: 1303; STORT: F303-PPP; BEBER: F01; ABCKZ: V; BUKRS: 2222; KOSTL: 2222I55221; PROID: D43/XX/B6-1303/RT1/PPP; TPLNR: 1303 -FSU /METERING SYSTEM |  |  | LB01-BC07 |  |  | SATAM | EQUALIS S CM/HM |  | 17243TN | FR
699 | UPDATE-1 | REGION 5 | TBBM MALANG | D to C | 1303-VDU-12/00 | 1303-LB01-FIC12/00 | 1303-LB01-BC12/00 | 1303-LB01-BC12/00 | GANTI TAG NO | LB01-BC12 |  | I |  | 01 |  | DISPLAY CONTROL,METER NO.12 | SF_METER_ARUS | GROES: 8000L PRESET; IWERK: 1303; INGRP: 049; GEWRK: 1303-LJP; WERGW: 1303; RBNR: 3899; SWERK: 1303; STORT: F303-PPP; BEBER: F01; ABCKZ: V; BUKRS: 2222; KOSTL: 2222I55221; PROID: D43/XX/B6-1303/RT1/PPP; TPLNR: 1303 -FSU /METERING SYSTEM |  |  | LB01-BC12 |  |  | AVERY HARDOLL | DIGITAL CONTROLLER |  |  | GB
700 | UPDATE-1 | REGION 5 | TBBM MALANG | D to C | 1303-VDU-14/00 | 1303-LB01-FIC14/00 | 1303-LB01-BC14/00 | 1303-LB01-BC14/00 | GANTI TAG NO | LB01-BC14 |  | I |  | 01 |  | DISPLAY CONTROL,METER NO.14 | SF_METER_ARUS | GROES: H270XW340X170 MM; IWERK: 1303; INGRP: 049; GEWRK: 1303-LJP; WERGW: 1303; RBNR: 3899; SWERK: 1303; STORT: F303-PPP; BEBER: F01; ABCKZ: V; BUKRS: 2222; KOSTL: 2222I55221; PROID: D43/XX/B6-1303/RT1/PPP; TPLNR: 1303 -FSU /METERING SYSTEM |  |  | LB01-BC14 |  |  | SATAM | SAPHIR |  | 8020TS | FR
701 | UPDATE-1 | REGION 5 | TBBM MALANG | D to C | 1303-VDU-15/00 | 1303-LB01-FIC15/00 | 1303-LB01-BC15/00 | 1303-LB01-BC15/00 | GANTI TAG NO | LB01-BC15 |  | I |  | 01 |  | DISPLAY CONTROL,METER NO.15 | SF_METER_ARUS | GROES: H278XW350XD192 MM; IWERK: 1303; INGRP: 049; GEWRK: 1303-LJP; WERGW: 1303; RBNR: 3899; SWERK: 1303; STORT: F303-PPP; BEBER: F01; ABCKZ: V; BUKRS: 2222; KOSTL: 2222I55221; PROID: D43/XX/B6-1303/RT1/PPP; TPLNR: 1303 -FSU /METERING SYSTEM |  |  | LB01-BC15 |  |  | SATAM | EQUALIS S CM/HM |  | 16176TN | FR
702 | UPDATE-1 | REGION 5 | TBBM MALANG | C | 1303-FM07-STR/00 | 1303-LB01-STR07/00 | 1303-LB01-STR07/00 | 1303-LB01-STR07/00 | OK | LB01-STR07 |  | N |  | 01 |  | STRAINER,METER NO.07 | SF_VALVE | GROES: 3IN-150PSI; IWERK: 1303; INGRP: 049; GEWRK: 1303-LJP; WERGW: 1303; RBNR: 3902; SWERK: 1303; STORT: F303-PPP; BEBER: F01; ABCKZ: T; BUKRS: 2222; KOSTL: 2222I55221; PROID: D43/XX/B6-1303/RT1/PPP; TPLNR: 1303 -FSU /METERING SYSTEM |  |  | LB01-STR07 |  |  | SATAM | ASTM A216 WCB |  |  | FR
703 | UPDATE-1 | REGION 5 | TBBM MALANG | C | 1303-FM12-STR/00 | 1303-LB01-STR12/00 | 1303-LB01-STR12/00 | 1303-LB01-STR12/00 | OK | LB01-STR12 |  | N |  | 01 |  | STRAINER,METER NO.12 | SF_VALVE | GROES: 3IN-150PSI; IWERK: 1303; INGRP: 049; GEWRK: 1303-LJP; WERGW: 1303; RBNR: 3902; SWERK: 1303; STORT: F303-PPP; BEBER: F01; ABCKZ: T; BUKRS: 2222; KOSTL: 2222I55221; PROID: D43/XX/B6-1303/RT1/PPP; TPLNR: 1303 -FSU /METERING SYSTEM |  |  | LB01-STR12 |  |  |  | ASTM A216 WCB |  |  | -
704 | UPDATE-1 | REGION 5 | TBBM MALANG | C | 1303-FM14-STR/00 | 1303-LB01-STR14/00 | 1303-LB01-STR14/00 | 1303-LB01-STR14/00 | OK | LB01-STR14 |  | N |  | 01 |  | STRAINER,METER NO.14 | SF_VALVE | GROES: 3IN-150PSI; IWERK: 1303; INGRP: 049; GEWRK: 1303-LJP; WERGW: 1303; RBNR: 3902; SWERK: 1303; STORT: F303-PPP; BEBER: F01; ABCKZ: T; BUKRS: 2222; KOSTL: 2222I55221; PROID: D43/XX/B6-1303/RT1/PPP; TPLNR: 1303 -FSU /METERING SYSTEM |  |  | LB01-STR14 |  |  | PLENTY | ASTM A216 WCB |  |  | GB
705 | UPDATE-1 | REGION 5 | TBBM MALANG | C | 1303-FM15-STR/00 | 1303-LB01-STR15/00 | 1303-LB01-STR15/00 | 1303-LB01-STR15/00 | OK | LB01-STR15 |  | N |  | 01 |  | STRAINER,METER NO.15 | SF_VALVE | GROES: 3IN-150PSI; IWERK: 1303; INGRP: 049; GEWRK: 1303-LJP; WERGW: 1303; RBNR: 3902; SWERK: 1303; STORT: F303-PPP; BEBER: F01; ABCKZ: T; BUKRS: 2222; KOSTL: 2222I55221; PROID: D43/XX/B6-1303/RT1/PPP; TPLNR: 1303 -FSU /METERING SYSTEM |  |  | LB01-STR15 |  |  | PLENTY | ASTM A216 WCB |  |  | GB
706 | UPDATE-1 | REGION 5 | TBBM MALANG | C | 1303-FM07-AE/00 | 1303-LB01-AS07/00 | 1303-LB01-AS07/00 | 1303-LB01-AS07/00 | OK | LB01-AS07 |  | I |  | 01 |  | AIR ELIMINATOR,METER NO.07 | SF_VALVE | GROES: 11.58 KG/CM2; IWERK: 1303; INGRP: 049; GEWRK: 1303-LJP; WERGW: 1303; RBNR: 0499; SWERK: 1303; STORT: F303-PPP; BEBER: F01; ABCKZ: Y; BUKRS: 2222; KOSTL: 2222I55221; PROID: D43/XX/B6-1303/RT1/PPP; TPLNR: 1303 -FSU /METERING SYSTEM |  |  | LB01-AS07 |  |  |  | ASTM A216 WCB |  |  | -
707 | UPDATE-1 | REGION 5 | TBBM MALANG | C | 1303-FM12-AE/00 | 1303-LB01-AS12/00 | 1303-LB01-AS12/00 | 1303-LB01-AS12/00 | OK | LB01-AS12 |  | I |  | 01 |  | AIR ELIMINATOR,METER NO.12 | SF_VALVE | GROES: 11.58 KG/CM2; IWERK: 1303; INGRP: 049; GEWRK: 1303-LJP; WERGW: 1303; RBNR: 0499; SWERK: 1303; STORT: F303-PPP; BEBER: F01; ABCKZ: Y; BUKRS: 2222; KOSTL: 2222I55221; PROID: D43/XX/B6-1303/RT1/PPP; TPLNR: 1303 -FSU /METERING SYSTEM |  |  | LB01-AS12 |  |  |  | ASTM A216 WCB |  |  | -
708 | UPDATE-1 | REGION 5 | TBBM MALANG | C | 1303-FM14-AE/00 | 1303-LB01-AS14/00 | 1303-LB01-AS14/00 | 1303-LB01-AS14/00 | OK | LB01-AS14 |  | I |  | 01 |  | AIR ELIMINATOR,METER NO.14 | SF_VALVE | GROES: 11.58 KG/CM2; IWERK: 1303; INGRP: 049; GEWRK: 1303-LJP; WERGW: 1303; RBNR: 0499; SWERK: 1303; STORT: F303-PPP; BEBER: F01; ABCKZ: Y; BUKRS: 2222; KOSTL: 2222I55221; PROID: D43/XX/B6-1303/RT1/PPP; TPLNR: 1303 -FSU /METERING SYSTEM |  |  | LB01-AS14 |  |  |  | ASTM A216 WCB |  |  | -
709 | UPDATE-1 | REGION 5 | TBBM MALANG | C | 1303-FM15-AE/00 | 1303-LB01-AS15/00 | 1303-LB01-AS15/00 | 1303-LB01-AS15/00 | OK | LB01-AS15 |  | I |  | 01 |  | AIR ELIMINATOR,METER NO.15 | SF_VALVE | GROES: 11.58 KG/CM2; IWERK: 1303; INGRP: 049; GEWRK: 1303-LJP; WERGW: 1303; RBNR: 0499; SWERK: 1303; STORT: F303-PPP; BEBER: F01; ABCKZ: Y; BUKRS: 2222; KOSTL: 2222I55221; PROID: D43/XX/B6-1303/RT1/PPP; TPLNR: 1303 -FSU /METERING SYSTEM |  |  | LB01-AS15 |  |  |  | ASTM A216 WCB |  |  | -
710 | UPDATE-1 | REGION 5 | TBBM MALANG | U | 1303-FM08/00 | 1303-LB02-FM08/00 | 1303-LB02-FM08/00 | 1303-LB02-FM08/00 | GANTI DESKRIPSI | LB02-FM08 | PCE | I |  | 01 | PCE | FLOW METER / BULK METER NO.08 | SF_METER_ARUS | GROES: 1333LPM; IWERK: 1303; INGRP: 049; GEWRK: 1303-LJP; WERGW: 1303; RBNR: 7701; SWERK: 1303; STORT: F303-PPP; BEBER: F01; ABCKZ: V; BUKRS: 2222; KOSTL: 2222I55221; PROID: D43/XX/B6-1303/RT1/PPP; TPLNR: 1303 -FSU /METERING SYSTEM |  |  | LB02-FM08 |  |  | SATAM | POSITIVE DISPL METER |  |  | FR | [21 empty] | 0121/SQ/SAU/X/2023
711 | UPDATE-1 | REGION 5 | TBBM MALANG | U | 1303-FM13/00 | 1303-LB02-FM13/00 | 1303-LB02-FM13/00 | 1303-LB02-FM13/00 | GANTI DESKRIPSI | LB02-FM13 |  | I |  | 01 |  | FLOW METER / BULK METER NO.13 | SF_METER_ARUS | GROES: 1370LPM; IWERK: 1303; INGRP: 049; GEWRK: 1303-LJP; WERGW: 1303; RBNR: 7701; SWERK: 1303; STORT: F303-PPP; BEBER: F01; ABCKZ: V; BUKRS: 2222; KOSTL: 2222I55221; PROID: D43/XX/B6-1303/RT1/PPP; TPLNR: 1303 -FSU /METERING SYSTEM |  |  | LB02-FM13 |  |  | AVERY HARDOLL | POSITIVE DISPL METER |  |  | GB | [21 empty] | 0126/SQ/SAU/X/2023
712 | UPDATE-1 | REGION 5 | TBBM MALANG | U | 1303-FM18/00 | 1303-LB02-FM18/00 | 1303-LB02-FM18/00 | 1303-LB02-FM18/00 | GANTI DESKRIPSI | LB02-FM18 | PCE | I |  | 01 | PCE | FLOW METER / BULK METER NO.18 | SF_METER_ARUS | GROES: 1140LPM; IWERK: 1303; INGRP: 049; GEWRK: 1303-LJP; WERGW: 1303; RBNR: 7701; SWERK: 1303; STORT: F303-PPP; BEBER: F01; ABCKZ: V; BUKRS: 2222; KOSTL: 2222I55221; PROID: D43/XX/B6-1303/RT1/PPP; TPLNR: 1303 -FSU /METERING SYSTEM |  |  | LB02-FM18 |  |  | AVERY HARDOLL | POSITIVE DISPL METER |  |  | GB | [21 empty] | 0131/SQ/SAU/X/2023
713 | UPDATE-1 | REGION 5 | TBBM MALANG | C | 1303-FCV-08/00 | 1303-LB02-DCV08/00 | 1303-LB02-DCV08/00 | 1303-LB02-DCV08/00 | OK | LB02-DCV08 |  | I |  | 01 |  | CONTROL VALVE METER NO.08 | SF_METER_ARUS | GROES: 3IN-150PSI; IWERK: 1303; INGRP: 049; GEWRK: 1303-LJP; WERGW: 1303; RBNR: 7303; SWERK: 1303; STORT: F303-PPP; BEBER: F01; ABCKZ: V; BUKRS: 2222; KOSTL: 2222I55221; PROID: D43/XX/B6-1303/RT1/PPP; TPLNR: 1303 -FSU /METERING SYSTEM |  |  | LB02-DCV08 |  |  | SATAM | SELENOID VALVE |  |  | FR
714 | UPDATE-1 | REGION 5 | TBBM MALANG | C | 1303-FCV-13/00 | 1303-LB02-DCV13/00 | 1303-LB02-DCV13/00 | 1303-LB02-DCV13/00 | OK | LB02-DCV13 |  | I |  | 01 |  | CONTROL VALVE METER NO.13 | SF_METER_ARUS | GROES: 3IN-150PSI; IWERK: 1303; INGRP: 049; GEWRK: 1303-LJP; WERGW: 1303; RBNR: 7303; SWERK: 1303; STORT: F303-PPP; BEBER: F01; ABCKZ: V; BUKRS: 2222; KOSTL: 2222I55221; PROID: D43/XX/B6-1303/RT1/PPP; TPLNR: 1303 -FSU /METERING SYSTEM |  |  | LB02-DCV13 |  |  | SATAM | DELUGE VALVE |  |  | FR
715 | UPDATE-1 | REGION 5 | TBBM MALANG | C | 1303-FCV-18/00 | 1303-LB02-DCV18/00 | 1303-LB02-DCV18/00 | 1303-LB02-DCV18/00 | OK | LB02-DCV18 |  | I |  | 01 |  | CONTROL VALVE METER NO.18 | SF_METER_ARUS | GROES: 3IN-150PSI; IWERK: 1303; INGRP: 049; GEWRK: 1303-LJP; WERGW: 1303; RBNR: 7303; SWERK: 1303; STORT: F303-PPP; BEBER: F01; ABCKZ: V; BUKRS: 2222; KOSTL: 2222I55221; PROID: D43/XX/B6-1303/RT1/PPP; TPLNR: 1303 -FSU /METERING SYSTEM |  |  | LB02-DCV18 |  |  | ASCO | SELENOID VALVE |  |  | BE
716 | UPDATE-1 | REGION 5 | TBBM MALANG | D to C | 1303-VDU-08/00 | 1303-LB02-FIC08/00 | 1303-LB02-BC08/00 | 1303-LB02-BC08/00 | GANTI TAG NO | LB02-BC08 |  | I |  | 01 |  | DISPLAY CONTROL,METER NO.08 | SF_METER_ARUS | GROES: H278XW350XD192 MM; IWERK: 1303; INGRP: 049; GEWRK: 1303-LJP; WERGW: 1303; RBNR: 3899; SWERK: 1303; STORT: F303-PPP; BEBER: F01; ABCKZ: V; BUKRS: 2222; KOSTL: 2222I55221; PROID: D43/XX/B6-1303/RT1/PPP; TPLNR: 1303 -FSU /METERING SYSTEM |  |  | LB02-BC08 |  |  | SATAM | EQUALIS S CM/HM |  | 16124TN | FR
717 | UPDATE-1 | REGION 5 | TBBM MALANG | D to C | 1303-VDU-13/00 | 1303-LB02-FIC13/00 | 1303-LB02-BC13/00 | 1303-LB02-BC13/00 | GANTI TAG NO | LB02-BC13 |  | I |  | 01 |  | DISPLAY CONTROL,METER NO.13 | SF_METER_ARUS | GROES: H278XW350XD192 MM; IWERK: 1303; INGRP: 049; GEWRK: 1303-LJP; WERGW: 1303; RBNR: 3899; SWERK: 1303; STORT: F303-PPP; BEBER: F01; ABCKZ: V; BUKRS: 2222; KOSTL: 2222I55221; PROID: D43/XX/B6-1303/RT1/PPP; TPLNR: 1303 -FSU /METERING SYSTEM |  |  | LB02-BC13 |  |  | SATAM | EQUALIS S CM/HM |  | 15071TN | FR
718 | UPDATE-1 | REGION 5 | TBBM MALANG | D to C | 1303-VDU-18/00 | 1303-LB02-FIC18/00 | 1303-LB02-BC18/00 | 1303-LB02-BC18/00 | GANTI TAG NO | LB02-BC18 |  | I |  | 01 |  | DISPLAY CONTROL,METER NO.18 | SF_METER_ARUS | GROES: 8000L PRESET; IWERK: 1303; INGRP: 049; GEWRK: 1303-LJP; WERGW: 1303; RBNR: 3899; SWERK: 1303; STORT: F303-PPP; BEBER: F01; ABCKZ: V; BUKRS: 2222; KOSTL: 2222I55221; PROID: D43/XX/B6-1303/RT1/PPP; TPLNR: 1303 -FSU /METERING SYSTEM |  |  | LB02-BC18 |  |  | AVERY HARDOLL | DIGITAL CONTROLLER |  |  | GB
719 | UPDATE-1 | REGION 5 | TBBM MALANG | C | 1303-FM08-STR/00 | 1303-LB02-STR08/00 | 1303-LB02-STR08/00 | 1303-LB02-STR08/00 | OK | LB02-STR08 |  | N |  | 01 |  | STRAINER,METER NO.08 | SF_VALVE | GROES: 3IN-150PSI; IWERK: 1303; INGRP: 049; GEWRK: 1303-LJP; WERGW: 1303; RBNR: 3902; SWERK: 1303; STORT: F303-PPP; BEBER: F01; ABCKZ: T; BUKRS: 2222; KOSTL: 2222I55221; PROID: D43/XX/B6-1303/RT1/PPP; TPLNR: 1303 -FSU /METERING SYSTEM |  |  | LB02-STR08 |  |  | SATAM | ASTM A216 WCB |  |  | FR
720 | UPDATE-1 | REGION 5 | TBBM MALANG | C | 1303-FM13-STR/00 | 1303-LB02-STR13/00 | 1303-LB02-STR13/00 | 1303-LB02-STR13/00 | OK | LB02-STR13 |  | N |  | 01 |  | STRAINER,METER NO.13 | SF_VALVE | GROES: 3IN-150PSI; IWERK: 1303; INGRP: 049; GEWRK: 1303-LJP; WERGW: 1303; RBNR: 3902; SWERK: 1303; STORT: F303-PPP; BEBER: F01; ABCKZ: T; BUKRS: 2222; KOSTL: 2222I55221; PROID: D43/XX/B6-1303/RT1/PPP; TPLNR: 1303 -FSU /METERING SYSTEM |  |  | LB02-STR13 |  |  |  | ASTM A216 WCB |  |  | -
721 | UPDATE-1 | REGION 5 | TBBM MALANG | C | 1303-FM18-STR/00 | 1303-LB02-STR18/00 | 1303-LB02-STR18/00 | 1303-LB02-STR18/00 | OK | LB02-STR18 |  | N |  | 01 |  | STRAINER,METER NO.18 | SF_VALVE | GROES: 3IN-150PSI; IWERK: 1303; INGRP: 049; GEWRK: 1303-LJP; WERGW: 1303; RBNR: 3902; SWERK: 1303; STORT: F303-PPP; BEBER: F01; ABCKZ: T; BUKRS: 2222; KOSTL: 2222I55221; PROID: D43/XX/B6-1303/RT1/PPP; TPLNR: 1303 -FSU /METERING SYSTEM |  |  | LB02-STR18 |  |  | PLENTY | ASTM A216 WCB |  |  | GB
722 | UPDATE-1 | REGION 5 | TBBM MALANG | C | 1303-FM08-AE/00 | 1303-LB02-AS08/00 | 1303-LB02-AS08/00 | 1303-LB02-AS08/00 | OK | LB02-AS08 |  | I |  | 01 |  | AIR ELIMINATOR,METER NO.08 | SF_VALVE | GROES: 11.58 KG/CM2; IWERK: 1303; INGRP: 049; GEWRK: 1303-LJP; WERGW: 1303; RBNR: 0499; SWERK: 1303; STORT: F303-PPP; BEBER: F01; ABCKZ: Y; BUKRS: 2222; KOSTL: 2222I55221; PROID: D43/XX/B6-1303/RT1/PPP; TPLNR: 1303 -FSU /METERING SYSTEM |  |  | LB02-AS08 |  |  |  | ASTM A216 WCB |  |  | -
723 | UPDATE-1 | REGION 5 | TBBM MALANG | C | 1303-FM13-AE/00 | 1303-LB02-AS13/00 | 1303-LB02-AS13/00 | 1303-LB02-AS13/00 | OK | LB02-AS13 |  | I |  | 01 |  | AIR ELIMINATOR,METER NO.13 | SF_VALVE | GROES: 11.58 KG/CM2; IWERK: 1303; INGRP: 049; GEWRK: 1303-LJP; WERGW: 1303; RBNR: 0499; SWERK: 1303; STORT: F303-PPP; BEBER: F01; ABCKZ: Y; BUKRS: 2222; KOSTL: 2222I55221; PROID: D43/XX/B6-1303/RT1/PPP; TPLNR: 1303 -FSU /METERING SYSTEM |  |  | LB02-AS13 |  |  |  | ASTM A216 WCB |  |  | -
724 | UPDATE-1 | REGION 5 | TBBM MALANG | C | 1303-FM18-AE/00 | 1303-LB02-AS18/00 | 1303-LB02-AS18/00 | 1303-LB02-AS18/00 | OK | LB02-AS18 |  | I |  | 01 |  | AIR ELIMINATOR,METER NO.18 | SF_VALVE | GROES: 11.58 KG/CM2; IWERK: 1303; INGRP: 049; GEWRK: 1303-LJP; WERGW: 1303; RBNR: 0499; SWERK: 1303; STORT: F303-PPP; BEBER: F01; ABCKZ: Y; BUKRS: 2222; KOSTL: 2222I55221; PROID: D43/XX/B6-1303/RT1/PPP; TPLNR: 1303 -FSU /METERING SYSTEM |  |  | LB02-AS18 |  |  |  | ASTM A216 WCB |  |  | -
725 | UPDATE-1 | REGION 5 | TBBM MALANG | U | 1303-FM02/00 | 1303-LB03-FM02/00 | 1303-LB03-FM02/00 | 1303-LB03-FM02/00 | GANTI DESKRIPSI | LB03-FM02 | PCE | I |  | 01 | PCE | FLOW METER / BULK METER NO.02 | SF_METER_ARUS | GROES: 1140LPM; IWERK: 1303; INGRP: 049; GEWRK: 1303-LJP; WERGW: 1303; RBNR: 7701; SWERK: 1303; STORT: F303-PPP; BEBER: F01; ABCKZ: V; BUKRS: 2222; KOSTL: 2222I55221; PROID: D43/XX/B6-1303/RT1/PPP; TPLNR: 1303 -FSU /METERING SYSTEM |  |  | LB03-FM02 |  |  | AVERY HARDOLL | POSITIVE DISPL METER |  |  | GB | [21 empty] | 0115/SQ/SAU/X/2023
726 | UPDATE-1 | REGION 5 | TBBM MALANG | D to C | 1303-FM09/00 | 1303-LB03-FM09/00 | 1303-LB03-FM09/00 | 1303-LB04-FM09/00 | GANTI TAG NO,DESKRIPSI | LB04-FM09 | PCE | I |  | 01 | PCE | FLOW METER / BULK METER NO.09 | SF_METER_ARUS | GROES: 1333LPM; IWERK: 1303; INGRP: 049; GEWRK: 1303-LJP; WERGW: 1303; RBNR: 7701; SWERK: 1303; STORT: F303-PPP; BEBER: F01; ABCKZ: V; BUKRS: 2222; KOSTL: 2222I55221; PROID: D43/XX/B6-1303/RT1/PPP; TPLNR: 1303 -FSU /METERING SYSTEM |  |  | LB04-FM09 |  |  | SATAM | POSITIVE DISPL METER |  |  | FR | [21 empty] | 0122/SQ/SAU/X/2023
727 | UPDATE-1 | REGION 5 | TBBM MALANG | U | 1303-FM16/00 | 1303-LB03-FM16/00 | 1303-LB03-FM16/00 | 1303-LB03-FM16/00 | GANTI DESKRIPSI | LB03-FM16 |  | I |  | 01 |  | FLOW METER / BULK METER NO.16 | SF_METER_ARUS | GROES: 1333LPM; IWERK: 1303; INGRP: 049; GEWRK: 1303-LJP; WERGW: 1303; RBNR: 7701; SWERK: 1303; STORT: F303-PPP; BEBER: F01; ABCKZ: V; BUKRS: 2222; KOSTL: 2222I55221; PROID: D43/XX/B6-1303/RT1/PPP; TPLNR: 1303 -FSU /METERING SYSTEM |  |  | LB03-FM16 |  |  | SATAM | POSITIVE DISPL METER |  |  | FR | [21 empty] | 0129/SQ/SAU/X/2023
728 | UPDATE-1 | REGION 5 | TBBM MALANG | U | 1303-FM17/00 | 1303-LB03-FM17/00 | 1303-LB03-FM17/00 | 1303-LB03-FM17/00 | GANTI DESKRIPSI | LB03-FM17 | PCE | I |  | 01 | PCE | FLOW METER / BULK METER NO.17 | SF_METER_ARUS | GROES: 1333LPM; IWERK: 1303; INGRP: 049; GEWRK: 1303-LJP; WERGW: 1303; RBNR: 7701; SWERK: 1303; STORT: F303-PPP; BEBER: F01; ABCKZ: V; BUKRS: 2222; KOSTL: 2222I55221; PROID: D43/XX/B6-1303/RT1/PPP; TPLNR: 1303 -FSU /METERING SYSTEM |  |  | LB03-FM17 |  |  | AVERY HARDOLL | POSITIVE DISPL METER |  |  | GB | [21 empty] | 0130/SQ/SAU/X/2023
729 | UPDATE-1 | REGION 5 | TBBM MALANG | U | 1303-FCV-02/00 | 1303-LB03-DCV02/00 | 1303-LB03-DCV02/00 | 1303-LB03-DCV02/00 | GANTI SIZE 3IN | LB03-DCV02 |  | I |  | 01 |  | CONTROL VALVE METER NO.02 | SF_METER_ARUS | GROES: 3IN-150PSI; IWERK: 1303; INGRP: 049; GEWRK: 1303-LJP; WERGW: 1303; RBNR: 7303; SWERK: 1303; STORT: F303-PPP; BEBER: F01; ABCKZ: V; BUKRS: 2222; KOSTL: 2222I55221; PROID: D43/XX/B6-1303/RT1/PPP; TPLNR: 1303 -FSU /METERING SYSTEM |  |  | LB03-DCV02 |  |  | SATAM | SELENOID VALVE |  |  | FR
730 | UPDATE-1 | REGION 5 | TBBM MALANG | D to C | 1303-FCV-09/00 | 1303-LB03-DCV09/00 | 1303-LB03-DCV09/00 | 1303-LB04-DCV09/00 | GANTI TAG NO | LB04-DCV09 |  | I |  | 01 |  | CONTROL VALVE METER NO.09 | SF_METER_ARUS | GROES: 3IN-150PSI; IWERK: 1303; INGRP: 049; GEWRK: 1303-LJP; WERGW: 1303; RBNR: 7303; SWERK: 1303; STORT: F303-PPP; BEBER: F01; ABCKZ: V; BUKRS: 2222; KOSTL: 2222I55221; PROID: D43/XX/B6-1303/RT1/PPP; TPLNR: 1303 -FSU /METERING SYSTEM |  |  | LB04-DCV09 |  |  | SATAM | DELUGE VALVE |  |  | FR
731 | UPDATE-1 | REGION 5 | TBBM MALANG | C | 1303-FCV-16/00 | 1303-LB03-DCV16/00 | 1303-LB03-DCV16/00 | 1303-LB03-DCV16/00 | OK | LB03-DCV16 |  | I |  | 01 |  | CONTROL VALVE METER NO.16 | SF_METER_ARUS | GROES: 3IN-150PSI; IWERK: 1303; INGRP: 049; GEWRK: 1303-LJP; WERGW: 1303; RBNR: 7303; SWERK: 1303; STORT: F303-PPP; BEBER: F01; ABCKZ: V; BUKRS: 2222; KOSTL: 2222I55221; PROID: D43/XX/B6-1303/RT1/PPP; TPLNR: 1303 -FSU /METERING SYSTEM |  |  | LB03-DCV16 |  |  | SATAM | SELENOID VALVE |  |  | FR
732 | UPDATE-1 | REGION 5 | TBBM MALANG | C | 1303-FCV-17/00 | 1303-LB03-DCV17/00 | 1303-LB03-DCV17/00 | 1303-LB03-DCV17/00 | OK | LB03-DCV17 |  | I |  | 01 |  | CONTROL VALVE METER NO.17 | SF_METER_ARUS | GROES: 3IN-150PSI; IWERK: 1303; INGRP: 049; GEWRK: 1303-LJP; WERGW: 1303; RBNR: 7303; SWERK: 1303; STORT: F303-PPP; BEBER: F01; ABCKZ: V; BUKRS: 2222; KOSTL: 2222I55221; PROID: D43/XX/B6-1303/RT1/PPP; TPLNR: 1303 -FSU /METERING SYSTEM |  |  | LB03-DCV17 |  |  | SATAM | SELENOID VALVE |  |  | FR
733 | UPDATE-1 | REGION 5 | TBBM MALANG | D to C | 1303-VDU-02/00 | 1303-LB03-FIC02/00 | 1303-LB03-BC02/00 | 1303-LB03-BC02/00 | GANTI TAG NO | LB03-BC02 |  | I |  | 01 |  | DISPLAY CONTROL,METER NO.02 | SF_METER_ARUS | GROES: H278XW350XD192 MM; IWERK: 1303; INGRP: 049; GEWRK: 1303-LJP; WERGW: 1303; RBNR: 3899; SWERK: 1303; STORT: F303-PPP; BEBER: F01; ABCKZ: V; BUKRS: 2222; KOSTL: 2222I55221; PROID: D43/XX/B6-1303/RT1/PPP; TPLNR: 1303 -FSU /METERING SYSTEM |  |  | LB03-BC02 |  |  | SATAM | EQUALIS S CM/HM |  | 23071TN | FR
734 | UPDATE-1 | REGION 5 | TBBM MALANG | D to C | 1303-VDU-09/00 | 1303-LB03-FIC09/00 | 1303-LB03-BC09/00 | 1303-LB04-BC09/00 | GANTI TAG NO | LB04-BC09 |  | I |  | 01 |  | DISPLAY CONTROL,METER NO.09 | SF_METER_ARUS | GROES: H270XW340X170 MM; IWERK: 1303; INGRP: 049; GEWRK: 1303-LJP; WERGW: 1303; RBNR: 3899; SWERK: 1303; STORT: F303-PPP; BEBER: F01; ABCKZ: V; BUKRS: 2222; KOSTL: 2222I55221; PROID: D43/XX/B6-1303/RT1/PPP; TPLNR: 1303 -FSU /METERING SYSTEM |  |  | LB04-BC09 |  |  | SATAM | SAPHIR |  | 7032TS | FR
735 | UPDATE-1 | REGION 5 | TBBM MALANG | D to C | 1303-VDU-16/00 | 1303-LB03-FIC16/00 | 1303-LB03-BC16/00 | 1303-LB03-BC16/00 | GANTI TAG NO | LB03-BC16 |  | I |  | 01 |  | DISPLAY CONTROL,METER NO.16 | SF_METER_ARUS | GROES: H278XW350XD192 MM; IWERK: 1303; INGRP: 049; GEWRK: 1303-LJP; WERGW: 1303; RBNR: 3899; SWERK: 1303; STORT: F303-PPP; BEBER: F01; ABCKZ: V; BUKRS: 2222; KOSTL: 2222I55221; PROID: D43/XX/B6-1303/RT1/PPP; TPLNR: 1303 -FSU /METERING SYSTEM |  |  | LB03-BC16 |  |  | SATAM | EQUALIS S CM/HM |  | 17238TN | FR
736 | UPDATE-1 | REGION 5 | TBBM MALANG | D to C | 1303-VDU-17/00 | 1303-LB03-FIC17/00 | 1303-LB03-BC17/00 | 1303-LB03-BC17/00 | GANTI TAG NO | LB03-BC17 |  | I |  | 01 |  | DISPLAY CONTROL,METER NO.17 | SF_METER_ARUS | GROES: H278XW350XD192 MM; IWERK: 1303; INGRP: 049; GEWRK: 1303-LJP; WERGW: 1303; RBNR: 3899; SWERK: 1303; STORT: F303-PPP; BEBER: F01; ABCKZ: V; BUKRS: 2222; KOSTL: 2222I55221; PROID: D43/XX/B6-1303/RT1/PPP; TPLNR: 1303 -FSU /METERING SYSTEM |  |  | LB03-BC17 |  |  | SATAM | EQUALIS S CM/HM |  | 17232TN | FR
737 | UPDATE-1 | REGION 5 | TBBM MALANG | C | 1303-FM02-STR/00 | 1303-LB03-STR02/00 | 1303-LB03-STR02/00 | 1303-LB03-STR02/00 | OK | LB03-STR02 |  | N |  | 01 |  | STRAINER,METER NO.02 | SF_VALVE | GROES: 3IN-150PSI; IWERK: 1303; INGRP: 049; GEWRK: 1303-LJP; WERGW: 1303; RBNR: 3902; SWERK: 1303; STORT: F303-PPP; BEBER: F01; ABCKZ: T; BUKRS: 2222; KOSTL: 2222I55221; PROID: D43/XX/B6-1303/RT1/PPP; TPLNR: 1303 -FSU /METERING SYSTEM |  |  | LB03-STR02 |  |  | SATAM | ASTM A216 WCB |  |  | FR
738 | UPDATE-1 | REGION 5 | TBBM MALANG | D to C | 1303-FM09-STR/00 | 1303-LB03-STR09/00 | 1303-LB03-STR09/00 | 1303-LB04-STR09/00 | GANTI TAG NO | LB04-STR09 |  | N |  | 01 |  | STRAINER,METER NO.09 | SF_VALVE | GROES: 3IN-150PSI; IWERK: 1303; INGRP: 049; GEWRK: 1303-LJP; WERGW: 1303; RBNR: 3902; SWERK: 1303; STORT: F303-PPP; BEBER: F01; ABCKZ: T; BUKRS: 2222; KOSTL: 2222I55221; PROID: D43/XX/B6-1303/RT1/PPP; TPLNR: 1303 -FSU /METERING SYSTEM |  |  | LB04-STR09 |  |  | PLENTY | ASTM A216 WCB |  |  | GB
739 | UPDATE-1 | REGION 5 | TBBM MALANG | C | 1303-FM16-STR/00 | 1303-LB03-STR16/00 | 1303-LB03-STR16/00 | 1303-LB03-STR16/00 | OK | LB03-STR16 |  | N |  | 01 |  | STRAINER,METER NO.16 | SF_VALVE | GROES: 3IN-150PSI; IWERK: 1303; INGRP: 049; GEWRK: 1303-LJP; WERGW: 1303; RBNR: 3902; SWERK: 1303; STORT: F303-PPP; BEBER: F01; ABCKZ: T; BUKRS: 2222; KOSTL: 2222I55221; PROID: D43/XX/B6-1303/RT1/PPP; TPLNR: 1303 -FSU /METERING SYSTEM |  |  | LB03-STR16 |  |  | SATAM | ASTM A216 WCB |  |  | FR
740 | UPDATE-1 | REGION 5 | TBBM MALANG | C | 1303-FM17-STR/00 | 1303-LB03-STR17/00 | 1303-LB03-STR17/00 | 1303-LB03-STR17/00 | OK | LB03-STR17 |  | N |  | 01 |  | STRAINER,METER NO.17 | SF_VALVE | GROES: 3IN-150PSI; IWERK: 1303; INGRP: 049; GEWRK: 1303-LJP; WERGW: 1303; RBNR: 3902; SWERK: 1303; STORT: F303-PPP; BEBER: F01; ABCKZ: T; BUKRS: 2222; KOSTL: 2222I55221; PROID: D43/XX/B6-1303/RT1/PPP; TPLNR: 1303 -FSU /METERING SYSTEM |  |  | LB03-STR17 |  |  | SATAM | ASTM A216 WCB |  |  | FR
741 | UPDATE-1 | REGION 5 | TBBM MALANG | C | 1303-FM02-AE/00 | 1303-LB03-AS02/00 | 1303-LB03-AS02/00 | 1303-LB03-AS02/00 | OK | LB03-AS02 |  | I |  | 01 |  | AIR ELIMINATOR,METER NO.02 | SF_VALVE | GROES: 11.58 KG/CM2; IWERK: 1303; INGRP: 049; GEWRK: 1303-LJP; WERGW: 1303; RBNR: 0499; SWERK: 1303; STORT: F303-PPP; BEBER: F01; ABCKZ: Y; BUKRS: 2222; KOSTL: 2222I55221; PROID: D43/XX/B6-1303/RT1/PPP; TPLNR: 1303 -FSU /METERING SYSTEM |  |  | LB03-AS02 |  |  |  | ASTM A216 WCB |  |  | -
742 | UPDATE-1 | REGION 5 | TBBM MALANG | D to C | 1303-FM09-AE/00 | 1303-LB03-AS09/00 | 1303-LB03-AS09/00 | 1303-LB04-AS09/00 | GANTI TAG NO | LB04-AS09 |  | I |  | 01 |  | AIR ELIMINATOR,METER NO.09 | SF_VALVE | GROES: 11.58 KG/CM2; IWERK: 1303; INGRP: 049; GEWRK: 1303-LJP; WERGW: 1303; RBNR: 0499; SWERK: 1303; STORT: F303-PPP; BEBER: F01; ABCKZ: Y; BUKRS: 2222; KOSTL: 2222I55221; PROID: D43/XX/B6-1303/RT1/PPP; TPLNR: 1303 -FSU /METERING SYSTEM |  |  | LB04-AS09 |  |  |  | ASTM A216 WCB |  |  | -
743 | UPDATE-1 | REGION 5 | TBBM MALANG | C | 1303-FM16-AE/00 | 1303-LB03-AS16/00 | 1303-LB03-AS16/00 | 1303-LB03-AS16/00 | OK | LB03-AS16 |  | I |  | 01 |  | AIR ELIMINATOR,METER NO.16 | SF_VALVE | GROES: 11.58 KG/CM2; IWERK: 1303; INGRP: 049; GEWRK: 1303-LJP; WERGW: 1303; RBNR: 0499; SWERK: 1303; STORT: F303-PPP; BEBER: F01; ABCKZ: Y; BUKRS: 2222; KOSTL: 2222I55221; PROID: D43/XX/B6-1303/RT1/PPP; TPLNR: 1303 -FSU /METERING SYSTEM |  |  | LB03-AS16 |  |  |  | ASTM A216 WCB |  |  | -
744 | UPDATE-1 | REGION 5 | TBBM MALANG | C | 1303-FM17-AE/00 | 1303-LB03-AS17/00 | 1303-LB03-AS17/00 | 1303-LB03-AS17/00 | OK | LB03-AS17 |  | I |  | 01 |  | AIR ELIMINATOR,METER NO.17 | SF_VALVE | GROES: 11.58 KG/CM2; IWERK: 1303; INGRP: 049; GEWRK: 1303-LJP; WERGW: 1303; RBNR: 0499; SWERK: 1303; STORT: F303-PPP; BEBER: F01; ABCKZ: Y; BUKRS: 2222; KOSTL: 2222I55221; PROID: D43/XX/B6-1303/RT1/PPP; TPLNR: 1303 -FSU /METERING SYSTEM |  |  | LB03-AS17 |  |  |  | ASTM A216 WCB |  |  | -
745 | UPDATE-1 | REGION 5 | TBBM MALANG | D to C | 1303-FM03/00 | 1303-LB04-FM03/00 | 1303-LB04-FM03/00 | 1303-LB03-FM03/00 | GANTI TAG NO | LB03-FM03 |  | I |  | 01 |  | FLOW METER / BULK METER NO.03 | SF_METER_ARUS | GROES: 2050LPM; IWERK: 1303; INGRP: 049; GEWRK: 1303-LJP; WERGW: 1303; RBNR: 7701; SWERK: 1303; STORT: F303-PPP; BEBER: F01; ABCKZ: V; BUKRS: 2222; KOSTL: 2222I55221; PROID: D43/XX/B6-1303/RT1/PPP; TPLNR: 1303 -FSU /METERING SYSTEM |  |  | LB03-FM03 |  |  | AVERY HARDOLL | POSITIVE DISPL METER |  |  | GB | [21 empty] | 0116/SQ/SAU/X/2023
746 | UPDATE-1 | REGION 5 | TBBM MALANG | U | 1303-FM05/00 | 1303-LB04-FM05/00 | 1303-LB04-FM05/00 | 1303-LB04-FM05/00 | GANTI DESKRIPSI / LB04 TAG NO | LB04-FM05 | PCE | I |  | 01 | PCE | FLOW METER / BULK METER NO.05 | SF_METER_ARUS | GROES: 1333LPM; IWERK: 1303; INGRP: 049; GEWRK: 1303-LJP; WERGW: 1303; RBNR: 7701; SWERK: 1303; STORT: F303-PPP; BEBER: F01; ABCKZ: V; BUKRS: 2222; KOSTL: 2222I55221; PROID: D43/XX/B6-1303/RT1/PPP; TPLNR: 1303 -FSU /METERING SYSTEM |  |  | LB04-FM05 |  |  | SATAM | POSITIVE DISPL METER |  |  | FR | [21 empty] | 0118/SQ/SAU/X/2023
747 | UPDATE-1 | REGION 5 | TBBM MALANG | U | 1303-FM06/00 | 1303-LB04-FM06/00 | 1303-LB04-FM06/00 | 1303-LB04-FM06/00 | GANTI DESKRIPSI | LB04-FM06 | PCE | I |  | 01 | PCE | FLOW METER / BULK METER NO.06 | SF_METER_ARUS | GROES: 1375LPM; IWERK: 1303; INGRP: 049; GEWRK: 1303-LJP; WERGW: 1303; RBNR: 7701; SWERK: 1303; STORT: F303-PPP; BEBER: F01; ABCKZ: V; BUKRS: 2222; KOSTL: 2222I55221; PROID: D43/XX/B6-1303/RT1/PPP; TPLNR: 1303 -FSU /METERING SYSTEM |  |  | LB04-FM06 |  |  | AVERY HARDOLL | POSITIVE DISPL METER |  |  | GB | [21 empty] | 0119/SQ/SAU/X/2023
748 | UPDATE-1 | REGION 5 | TBBM MALANG | D to C | 1303-FM11/00 | 1303-LB04-FM11/00 | 1303-LB04-FM11/00 | 1303-LB03-FM11/00 | GANTI TAG NO | LB03-FM11 | PCE | I |  | 01 | PCE | FLOW METER / BULK METER NO.11 | SF_METER_ARUS | GROES: 1333LPM; IWERK: 1303; INGRP: 049; GEWRK: 1303-LJP; WERGW: 1303; RBNR: 7701; SWERK: 1303; STORT: F303-PPP; BEBER: F01; ABCKZ: V; BUKRS: 2222; KOSTL: 2222I55221; PROID: D43/XX/B6-1303/RT1/PPP; TPLNR: 1303 -FSU /METERING SYSTEM |  |  | LB03-FM11 |  |  | SATAM | POSITIVE DISPL METER |  |  | FR | [21 empty] | 0124/SQ/SAU/X/2023
749 | UPDATE-1 | REGION 5 | TBBM MALANG | D to C | 1303-FCV-03/00 | 1303-LB04-DCV03/00 | 1303-LB04-DCV03/00 | 1303-LB03-DCV03/00 | GANTI TAG NO | LB03-DCV03 |  | I |  | 01 |  | CONTROL VALVE METER NO.03 | SF_METER_ARUS | GROES: 3IN-150PSI; IWERK: 1303; INGRP: 049; GEWRK: 1303-LJP; WERGW: 1303; RBNR: 7303; SWERK: 1303; STORT: F303-PPP; BEBER: F01; ABCKZ: V; BUKRS: 2222; KOSTL: 2222I55221; PROID: D43/XX/B6-1303/RT1/PPP; TPLNR: 1303 -FSU /METERING SYSTEM |  |  | LB03-DCV03 |  |  | DARLING MUESCO | SELENOID VALVE |  |  | US
750 | UPDATE-1 | REGION 5 | TBBM MALANG | C | 1303-FCV-05/00 | 1303-LB04-DCV05/00 | 1303-LB04-DCV05/00 | 1303-LB04-DCV05/00 | OK | LB04-DCV05 |  | I |  | 01 |  | CONTROL VALVE METER NO.05 | SF_METER_ARUS | GROES: 3IN-150PSI; IWERK: 1303; INGRP: 049; GEWRK: 1303-LJP; WERGW: 1303; RBNR: 7303; SWERK: 1303; STORT: F303-PPP; BEBER: F01; ABCKZ: V; BUKRS: 2222; KOSTL: 2222I55221; PROID: D43/XX/B6-1303/RT1/PPP; TPLNR: 1303 -FSU /METERING SYSTEM |  |  | LB04-DCV05 |  |  | SATAM | DELUGE VALVE |  |  | FR
751 | UPDATE-1 | REGION 5 | TBBM MALANG | U | 1303-FCV-06/00 | 1303-LB04-DCV06/00 | 1303-LB04-DCV06/00 | 1303-LB04-DCV06/00 | GANTI SIZE 3IN | LB04-DCV06 |  | I |  | 01 |  | CONTROL VALVE METER NO.06 | SF_METER_ARUS | GROES: 3IN-150PSI; IWERK: 1303; INGRP: 049; GEWRK: 1303-LJP; WERGW: 1303; RBNR: 7303; SWERK: 1303; STORT: F303-PPP; BEBER: F01; ABCKZ: V; BUKRS: 2222; KOSTL: 2222I55221; PROID: D43/XX/B6-1303/RT1/PPP; TPLNR: 1303 -FSU /METERING SYSTEM |  |  | LB04-DCV06 |  |  | SATAM | SELENOID VALVE |  |  | FR
752 | UPDATE-1 | REGION 5 | TBBM MALANG | D to C | 1303-FCV-11/00 | 1303-LB04-DCV11/00 | 1303-LB04-DCV11/00 | 1303-LB03-DCV11/00 | GANTI TAG NO | LB03-DCV11 |  | I |  | 01 |  | CONTROL VALVE METER NO.11 | SF_METER_ARUS | GROES: 3IN-150PSI; IWERK: 1303; INGRP: 049; GEWRK: 1303-LJP; WERGW: 1303; RBNR: 7303; SWERK: 1303; STORT: F303-PPP; BEBER: F01; ABCKZ: V; BUKRS: 2222; KOSTL: 2222I55221; PROID: D43/XX/B6-1303/RT1/PPP; TPLNR: 1303 -FSU /METERING SYSTEM |  |  | LB03-DCV11 |  |  | SATAM | SELENOID VALVE |  |  | FR
753 | UPDATE-1 | REGION 5 | TBBM MALANG | D to C | 1303-VDU-03/00 | 1303-LB04-FIC03/00 | 1303-LB04-BC03/00 | 1303-LB03-BC03/00 | GANTI TAG NO | LB03-BC03 |  | I |  | 01 |  | DISPLAY CONTROL,METER NO.03 | SF_METER_ARUS | GROES: 8000L PRESET; IWERK: 1303; INGRP: 049; GEWRK: 1303-LJP; WERGW: 1303; RBNR: 3899; SWERK: 1303; STORT: F303-PPP; BEBER: F01; ABCKZ: V; BUKRS: 2222; KOSTL: 2222I55221; PROID: D43/XX/B6-1303/RT1/PPP; TPLNR: 1303 -FSU /METERING SYSTEM |  |  | LB03-BC03 |  |  | AVERY HARDOLL | DIGITAL CONTROLLER |  |  | GB
754 | UPDATE-1 | REGION 5 | TBBM MALANG | D to C | 1303-VDU-05/00 | 1303-LB04-FIC05/00 | 1303-LB04-BC05/00 | 1303-LB04-BC05/00 | GANTI TAG NO | LB04-BC05 |  | I |  | 01 |  | DISPLAY CONTROL,METER NO.05 | SF_METER_ARUS | GROES: H278XW350XD192 MM; IWERK: 1303; INGRP: 049; GEWRK: 1303-LJP; WERGW: 1303; RBNR: 3899; SWERK: 1303; STORT: F303-PPP; BEBER: F01; ABCKZ: V; BUKRS: 2222; KOSTL: 2222I55221; PROID: D43/XX/B6-1303/RT1/PPP; TPLNR: 1303 -FSU /METERING SYSTEM |  |  | LB04-BC05 |  |  | SATAM | EQUALIS S CM/HM |  | 17237TN | FR
755 | UPDATE-1 | REGION 5 | TBBM MALANG | D to C | 1303-VDU-06/00 | 1303-LB04-FIC06/00 | 1303-LB04-BC06/00 | 1303-LB04-BC06/00 | GANTI TAG NO | LB04-BC06 |  | I |  | 01 |  | DISPLAY CONTROL,METER NO.06 | SF_METER_ARUS | GROES: H278XW350XD192 MM; IWERK: 1303; INGRP: 049; GEWRK: 1303-LJP; WERGW: 1303; RBNR: 3899; SWERK: 1303; STORT: F303-PPP; BEBER: F01; ABCKZ: V; BUKRS: 2222; KOSTL: 2222I55221; PROID: D43/XX/B6-1303/RT1/PPP; TPLNR: 1303 -FSU /METERING SYSTEM |  |  | LB04-BC06 |  |  | SATAM | EQUALIS S CM/HM |  |  | FR
756 | UPDATE-1 | REGION 5 | TBBM MALANG | D to C | 1303-VDU-11/00 | 1303-LB04-FIC11/00 | 1303-LB04-BC11/00 | 1303-LB03-BC11/00 | GANTI TAG NO | LB03-BC11 |  | I |  | 01 |  | DISPLAY CONTROL,METER NO.11 | SF_METER_ARUS | GROES: H270XW340X170 MM; IWERK: 1303; INGRP: 049; GEWRK: 1303-LJP; WERGW: 1303; RBNR: 3899; SWERK: 1303; STORT: F303-PPP; BEBER: F01; ABCKZ: V; BUKRS: 2222; KOSTL: 2222I55221; PROID: D43/XX/B6-1303/RT1/PPP; TPLNR: 1303 -FSU /METERING SYSTEM |  |  | LB03-BC11 |  |  | SATAM | SAPHIR |  | 5030C | FR
757 | UPDATE-1 | REGION 5 | TBBM MALANG | D to C | 1303-FM03-STR/00 | 1303-LB04-STR03/00 | 1303-LB04-STR03/00 | 1303-LB03-STR03/00 | GANTI TAG NO | LB03-STR03 |  | N |  | 01 |  | STRAINER,METER NO.03 | SF_VALVE | GROES: 3IN-150PSI; IWERK: 1303; INGRP: 049; GEWRK: 1303-LJP; WERGW: 1303; RBNR: 3902; SWERK: 1303; STORT: F303-PPP; BEBER: F01; ABCKZ: T; BUKRS: 2222; KOSTL: 2222I55221; PROID: D43/XX/B6-1303/RT1/PPP; TPLNR: 1303 -FSU /METERING SYSTEM |  |  | LB03-STR03 |  |  | SATAM | ASTM A216 WCB |  |  | FR
758 | UPDATE-1 | REGION 5 | TBBM MALANG | C | 1303-FM05-STR/00 | 1303-LB04-STR05/00 | 1303-LB04-STR05/00 | 1303-LB04-STR05/00 | OK | LB04-STR05 |  | N |  | 01 |  | STRAINER,METER NO.05 | SF_VALVE | GROES: 3IN-150PSI; IWERK: 1303; INGRP: 049; GEWRK: 1303-LJP; WERGW: 1303; RBNR: 3902; SWERK: 1303; STORT: F303-PPP; BEBER: F01; ABCKZ: T; BUKRS: 2222; KOSTL: 2222I55221; PROID: D43/XX/B6-1303/RT1/PPP; TPLNR: 1303 -FSU /METERING SYSTEM |  |  | LB04-STR05 |  |  | SATAM | ASTM A216 WCB |  |  | FR
759 | UPDATE-1 | REGION 5 | TBBM MALANG | C | 1303-FM06-STR/00 | 1303-LB04-STR06/00 | 1303-LB04-STR06/00 | 1303-LB04-STR06/00 | OK | LB04-STR06 |  | N |  | 01 |  | STRAINER,METER NO.06 | SF_VALVE | GROES: 3IN-150PSI; IWERK: 1303; INGRP: 049; GEWRK: 1303-LJP; WERGW: 1303; RBNR: 3902; SWERK: 1303; STORT: F303-PPP; BEBER: F01; ABCKZ: T; BUKRS: 2222; KOSTL: 2222I55221; PROID: D43/XX/B6-1303/RT1/PPP; TPLNR: 1303 -FSU /METERING SYSTEM |  |  | LB04-STR06 |  |  | SATAM | ASTM A216 WCB |  |  | FR
760 | UPDATE-1 | REGION 5 | TBBM MALANG | D to C | 1303-FM11-STR/00 | 1303-LB04-STR11/00 | 1303-LB04-STR11/00 | 1303-LB03-STR11/00 | GANTI TAG NO | LB03-STR11 |  | N |  | 01 |  | STRAINER,METER NO.11 | SF_VALVE | GROES: 3IN-150PSI; IWERK: 1303; INGRP: 049; GEWRK: 1303-LJP; WERGW: 1303; RBNR: 3902; SWERK: 1303; STORT: F303-PPP; BEBER: F01; ABCKZ: T; BUKRS: 2222; KOSTL: 2222I55221; PROID: D43/XX/B6-1303/RT1/PPP; TPLNR: 1303 -FSU /METERING SYSTEM |  |  | LB03-STR11 |  |  | PLENTY | ASTM A216 WCB |  |  | GB
761 | UPDATE-1 | REGION 5 | TBBM MALANG | D to C | 1303-FM03-AE/00 | 1303-LB04-AS03/00 | 1303-LB04-AS03/00 | 1303-LB03-AS03/00 | GANTI TAG NO | LB03-AS03 |  | I |  | 01 |  | AIR ELIMINATOR,METER NO.03 | SF_VALVE | GROES: 11.58 KG/CM2; IWERK: 1303; INGRP: 049; GEWRK: 1303-LJP; WERGW: 1303; RBNR: 0499; SWERK: 1303; STORT: F303-PPP; BEBER: F01; ABCKZ: Y; BUKRS: 2222; KOSTL: 2222I55221; PROID: D43/XX/B6-1303/RT1/PPP; TPLNR: 1303 -FSU /METERING SYSTEM |  |  | LB03-AS03 |  |  |  | ASTM A216 WCB |  |  | -
762 | UPDATE-1 | REGION 5 | TBBM MALANG | C | 1303-FM05-AE/00 | 1303-LB04-AS05/00 | 1303-LB04-AS05/00 | 1303-LB04-AS05/00 | OK | LB04-AS05 |  | I |  | 01 |  | AIR ELIMINATOR,METER NO.05 | SF_VALVE | GROES: 11.58 KG/CM2; IWERK: 1303; INGRP: 049; GEWRK: 1303-LJP; WERGW: 1303; RBNR: 0499; SWERK: 1303; STORT: F303-PPP; BEBER: F01; ABCKZ: Y; BUKRS: 2222; KOSTL: 2222I55221; PROID: D43/XX/B6-1303/RT1/PPP; TPLNR: 1303 -FSU /METERING SYSTEM |  |  | LB04-AS05 |  |  |  | ASTM A216 WCB |  |  | -
763 | UPDATE-1 | REGION 5 | TBBM MALANG | C | 1303-FM06-AE/00 | 1303-LB04-AS06/00 | 1303-LB04-AS06/00 | 1303-LB04-AS06/00 | OK | LB04-AS06 |  | I |  | 01 |  | AIR ELIMINATOR,METER NO.06 | SF_VALVE | GROES: 11.58 KG/CM2; IWERK: 1303; INGRP: 049; GEWRK: 1303-LJP; WERGW: 1303; RBNR: 0499; SWERK: 1303; STORT: F303-PPP; BEBER: F01; ABCKZ: Y; BUKRS: 2222; KOSTL: 2222I55221; PROID: D43/XX/B6-1303/RT1/PPP; TPLNR: 1303 -FSU /METERING SYSTEM |  |  | LB04-AS06 |  |  |  | ASTM A216 WCB |  |  | -
764 | UPDATE-1 | REGION 5 | TBBM MALANG | D to C | 1303-FM11-AE/00 | 1303-LB04-AS11/00 | 1303-LB04-AS11/00 | 1303-LB03-AS11/00 | GANTI TAG NO | LB03-AS11 |  | I |  | 01 |  | AIR ELIMINATOR,METER NO.11 | SF_VALVE | GROES: 11.58 KG/CM2; IWERK: 1303; INGRP: 049; GEWRK: 1303-LJP; WERGW: 1303; RBNR: 0499; SWERK: 1303; STORT: F303-PPP; BEBER: F01; ABCKZ: Y; BUKRS: 2222; KOSTL: 2222I55221; PROID: D43/XX/B6-1303/RT1/PPP; TPLNR: 1303 -FSU /METERING SYSTEM |  |  | LB03-AS11 |  |  |  | ASTM A216 WCB |  |  | -
765 | UPDATE-1 | REGION 5 | TBBM MALANG | U | 1303-FM01/00 | 1303-LB05-FM01/00 | 1303-LB05-FM01/00 | 1303-LB05-FM01/00 | GANTI DESKRIPSI | LB05-FM01 | PCE | I |  | 01 | PCE | FLOW METER / BULK METER NO.01 | SF_METER_ARUS | GROES: 2500LPM; IWERK: 1303; INGRP: 049; GEWRK: 1303-LJP; WERGW: 1303; RBNR: 7701; SWERK: 1303; STORT: F303-PPP; BEBER: F01; ABCKZ: V; BUKRS: 2222; KOSTL: 2222I55221; PROID: D43/XX/B6-1303/RT1/PPP; TPLNR: 1303 -FSU /METERING SYSTEM |  |  | LB05-FM01 |  |  | SATAM | POSITIVE DISPL METER |  |  | FR | [21 empty] | 0114/SQ/SAU/X/2023
766 | UPDATE-1 | REGION 5 | TBBM MALANG | U | 1303-FM04/00 | 1303-LB05-FM04/00 | 1303-LB05-FM04/00 | 1303-LB05-FM04/00 | GANTI DESKRIPSI | LB05-FM04 |  | I |  | 01 |  | FLOW METER / BULK METER NO.04 | SF_METER_ARUS | GROES: 1375LPM; IWERK: 1303; INGRP: 049; GEWRK: 1303-LJP; WERGW: 1303; RBNR: 7701; SWERK: 1303; STORT: F303-PPP; BEBER: F01; ABCKZ: V; BUKRS: 2222; KOSTL: 2222I55221; PROID: D43/XX/B6-1303/RT1/PPP; TPLNR: 1303 -FSU /METERING SYSTEM |  |  | LB05-FM04 |  |  | AVERY HARDOLL | POSITIVE DISPL METER |  |  | GB | [21 empty] | 0117/SQ/SAU/X/2023
767 | UPDATE-1 | REGION 5 | TBBM MALANG | U | 1303-FM10/00 | 1303-LB05-FM10/00 | 1303-LB05-FM10/00 | 1303-LB05-FM10/00 | GANTI DESKRIPSI | LB05-FM10 | PCE | I |  | 01 | PCE | FLOW METER / BULK METER NO.10 | SF_METER_ARUS | GROES: 1333LPM; IWERK: 1303; INGRP: 049; GEWRK: 1303-LJP; WERGW: 1303; RBNR: 7701; SWERK: 1303; STORT: F303-PPP; BEBER: F01; ABCKZ: V; BUKRS: 2222; KOSTL: 2222I55221; PROID: D43/XX/B6-1303/RT1/PPP; TPLNR: 1303 -FSU /METERING SYSTEM |  |  | LB05-FM10 |  |  | SATAM | POSITIVE DISPL METER |  |  | FR | [21 empty] | 0123/SQ/SAU/X/2023
768 | UPDATE-1 | REGION 5 | TBBM MALANG | C | 1303-FCV-01/00 | 1303-LB05-DCV01/00 | 1303-LB05-DCV01/00 | 1303-LB05-DCV01/00 | OK | LB05-DCV01 |  | I |  | 01 |  | CONTROL VALVE METER NO.01 | SF_METER_ARUS | GROES: 4IN-150PSI; IWERK: 1303; INGRP: 049; GEWRK: 1303-LJP; WERGW: 1303; RBNR: 7303; SWERK: 1303; STORT: F303-PPP; BEBER: F01; ABCKZ: V; BUKRS: 2222; KOSTL: 2222I55221; PROID: D43/XX/B6-1303/RT1/PPP; TPLNR: 1303 -FSU /METERING SYSTEM |  |  | LB05-DCV01 |  |  | SATAM | SELENOID VALVE |  |  | FR
769 | UPDATE-1 | REGION 5 | TBBM MALANG | C | 1303-FCV-04/00 | 1303-LB05-DCV04/00 | 1303-LB05-DCV04/00 | 1303-LB05-DCV04/00 | OK | LB05-DCV04 |  | I |  | 01 |  | CONTROL VALVE METER NO.04 | SF_METER_ARUS | GROES: 3IN-150PSI; IWERK: 1303; INGRP: 049; GEWRK: 1303-LJP; WERGW: 1303; RBNR: 7303; SWERK: 1303; STORT: F303-PPP; BEBER: F01; ABCKZ: V; BUKRS: 2222; KOSTL: 2222I55221; PROID: D43/XX/B6-1303/RT1/PPP; TPLNR: 1303 -FSU /METERING SYSTEM |  |  | LB05-DCV04 |  |  | SATAM | DELUGE VALVE |  |  | FR
770 | UPDATE-1 | REGION 5 | TBBM MALANG | C | 1303-FCV-10/00 | 1303-LB05-DCV10/00 | 1303-LB05-DCV10/00 | 1303-LB05-DCV10/00 | OK | LB05-DCV10 |  | I |  | 01 |  | CONTROL VALVE METER NO.10 | SF_METER_ARUS | GROES: 3IN-150PSI; IWERK: 1303; INGRP: 049; GEWRK: 1303-LJP; WERGW: 1303; RBNR: 7303; SWERK: 1303; STORT: F303-PPP; BEBER: F01; ABCKZ: V; BUKRS: 2222; KOSTL: 2222I55221; PROID: D43/XX/B6-1303/RT1/PPP; TPLNR: 1303 -FSU /METERING SYSTEM |  |  | LB05-DCV10 |  |  | SATAM | SELENOID VALVE |  |  | FR
771 | UPDATE-1 | REGION 5 | TBBM MALANG | D to C | 1303-VDU-01/00 | 1303-LB05-FIC01/00 | 1303-LB05-BC01/00 | 1303-LB05-BC01/00 | GANTI TAG NO | LB05-BC01 |  | I |  | 01 |  | DISPLAY CONTROL,METER NO.01 | SF_METER_ARUS | GROES: H270XW340X170 MM; IWERK: 1303; INGRP: 049; GEWRK: 1303-LJP; WERGW: 1303; RBNR: 3899; SWERK: 1303; STORT: F303-PPP; BEBER: F01; ABCKZ: V; BUKRS: 2222; KOSTL: 2222I55221; PROID: D43/XX/B6-1303/RT1/PPP; TPLNR: 1303 -FSU /METERING SYSTEM |  |  | LB05-BC01 |  |  | SATAM | SAPHIR |  | 601 | FR
772 | UPDATE-1 | REGION 5 | TBBM MALANG | D to C | 1303-VDU-04/00 | 1303-LB05-FIC04/00 | 1303-LB05-BC04/00 | 1303-LB05-BC04/00 | GANTI TAG NO | LB05-BC04 |  | I |  | 01 |  | DISPLAY CONTROL,METER NO.04 | SF_METER_ARUS | GROES: H270XW340X170 MM; IWERK: 1303; INGRP: 049; GEWRK: 1303-LJP; WERGW: 1303; RBNR: 3899; SWERK: 1303; STORT: F303-PPP; BEBER: F01; ABCKZ: V; BUKRS: 2222; KOSTL: 2222I55221; PROID: D43/XX/B6-1303/RT1/PPP; TPLNR: 1303 -FSU /METERING SYSTEM |  |  | LB05-BC04 |  |  | SATAM | SAPHIR |  | 624 | FR
773 | UPDATE-1 | REGION 5 | TBBM MALANG | D to C | 1303-VDU-10/00 | 1303-LB05-FIC10/00 | 1303-LB05-BC10/00 | 1303-LB05-BC10/00 | GANTI TAG NO | LB05-BC10 |  | I |  | 01 |  | DISPLAY CONTROL,METER NO.10 | SF_METER_ARUS | GROES: H270XW340X170 MM; IWERK: 1303; INGRP: 049; GEWRK: 1303-LJP; WERGW: 1303; RBNR: 3899; SWERK: 1303; STORT: F303-PPP; BEBER: F01; ABCKZ: V; BUKRS: 2222; KOSTL: 2222I55221; PROID: D43/XX/B6-1303/RT1/PPP; TPLNR: 1303 -FSU /METERING SYSTEM |  |  | LB05-BC10 |  |  | SATAM | SAPHIR |  | 5038C | FR
774 | UPDATE-1 | REGION 5 | TBBM MALANG | C | 1303-FM01-STR/00 | 1303-LB05-STR01/00 | 1303-LB05-STR01/00 | 1303-LB05-STR01/00 | OK | LB05-STR01 |  | N |  | 01 |  | STRAINER,METER NO.01 | SF_VALVE | GROES: 4IN-150PSI; IWERK: 1303; INGRP: 049; GEWRK: 1303-LJP; WERGW: 1303; RBNR: 3902; SWERK: 1303; STORT: F303-PPP; BEBER: F01; ABCKZ: T; BUKRS: 2222; KOSTL: 2222I55221; PROID: D43/XX/B6-1303/RT1/PPP; TPLNR: 1303 -FSU /METERING SYSTEM |  |  | LB05-STR01 |  |  | SATAM | ASTM A216 WCB |  |  | FR
775 | UPDATE-1 | REGION 5 | TBBM MALANG | C | 1303-FM04-STR/00 | 1303-LB05-STR04/00 | 1303-LB05-STR04/00 | 1303-LB05-STR04/00 | OK | LB05-STR04 |  | N |  | 01 |  | STRAINER,METER NO.04 | SF_VALVE | GROES: 3IN-150PSI; IWERK: 1303; INGRP: 049; GEWRK: 1303-LJP; WERGW: 1303; RBNR: 3902; SWERK: 1303; STORT: F303-PPP; BEBER: F01; ABCKZ: T; BUKRS: 2222; KOSTL: 2222I55221; PROID: D43/XX/B6-1303/RT1/PPP; TPLNR: 1303 -FSU /METERING SYSTEM |  |  | LB05-STR04 |  |  | PLENTY | ASTM A216 WCB |  |  | GB
776 | UPDATE-1 | REGION 5 | TBBM MALANG | C | 1303-FM10-STR/00 | 1303-LB05-STR10/00 | 1303-LB05-STR10/00 | 1303-LB05-STR10/00 | OK | LB05-STR10 |  | N |  | 01 |  | STRAINER,METER NO.10 | SF_VALVE | GROES: 3IN-150PSI; IWERK: 1303; INGRP: 049; GEWRK: 1303-LJP; WERGW: 1303; RBNR: 3902; SWERK: 1303; STORT: F303-PPP; BEBER: F01; ABCKZ: T; BUKRS: 2222; KOSTL: 2222I55221; PROID: D43/XX/B6-1303/RT1/PPP; TPLNR: 1303 -FSU /METERING SYSTEM |  |  | LB05-STR10 |  |  | PLENTY | ASTM A216 WCB |  |  | GB
777 | UPDATE-1 | REGION 5 | TBBM MALANG | C | 1303-FM01-AE/00 | 1303-LB05-AS01/00 | 1303-LB05-AS01/00 | 1303-LB05-AS01/00 | OK | LB05-AS01 |  | I |  | 01 |  | AIR ELIMINATOR,METER NO.01 | SF_VALVE | GROES: 11.58 KG/CM2; IWERK: 1303; INGRP: 049; GEWRK: 1303-LJP; WERGW: 1303; RBNR: 0499; SWERK: 1303; STORT: F303-PPP; BEBER: F01; ABCKZ: Y; BUKRS: 2222; KOSTL: 2222I55221; PROID: D43/XX/B6-1303/RT1/PPP; TPLNR: 1303 -FSU /METERING SYSTEM |  |  | LB05-AS01 |  |  |  | ASTM A216 WCB |  |  | -
778 | UPDATE-1 | REGION 5 | TBBM MALANG | C | 1303-FM04-AE/00 | 1303-LB05-AS04/00 | 1303-LB05-AS04/00 | 1303-LB05-AS04/00 | OK | LB05-AS04 |  | I |  | 01 |  | AIR ELIMINATOR,METER NO.04 | SF_VALVE | GROES: 11.58 KG/CM2; IWERK: 1303; INGRP: 049; GEWRK: 1303-LJP; WERGW: 1303; RBNR: 0499; SWERK: 1303; STORT: F303-PPP; BEBER: F01; ABCKZ: Y; BUKRS: 2222; KOSTL: 2222I55221; PROID: D43/XX/B6-1303/RT1/PPP; TPLNR: 1303 -FSU /METERING SYSTEM |  |  | LB05-AS04 |  |  |  | ASTM A216 WCB |  |  | -
779 | UPDATE-1 | REGION 5 | TBBM MALANG | C | 1303-FM10-AE/00 | 1303-LB05-AS10/00 | 1303-LB05-AS10/00 | 1303-LB05-AS10/00 | OK | LB05-AS10 |  | I |  | 01 |  | AIR ELIMINATOR,METER NO.10 | SF_VALVE | GROES: 11.58 KG/CM2; IWERK: 1303; INGRP: 049; GEWRK: 1303-LJP; WERGW: 1303; RBNR: 0499; SWERK: 1303; STORT: F303-PPP; BEBER: F01; ABCKZ: Y; BUKRS: 2222; KOSTL: 2222I55221; PROID: D43/XX/B6-1303/RT1/PPP; TPLNR: 1303 -FSU /METERING SYSTEM |  |  | LB05-AS10 |  |  |  | ASTM A216 WCB |  |  | -
780 | UPDATE-1 | REGION 5 | TBBM MALANG | C | 1303-PP-D1-1/00 | 1303-FSU-PP01/00 | 1303-FSU-PP01/00 | 1303-FSU-PP01/00 | OK | FSU-PP01 | PCE | V |  | 01 | PCE | PIPING HEADER,FILLING HOUSE PERTALITE | SF_PIPA | GROES: 6IN,SCH40; IWERK: 1303; INGRP: 049; GEWRK: 1303-LJP; WERGW: 1303; RBNR: 4001; SWERK: 1303; STORT: F303-PPP; BEBER: F01; ABCKZ: V; BUKRS: 2222; KOSTL: 2222I55221; PROID: D43/XX/B6-1303/RT1/PPP; TPLNR: 1303 -FSU /PIPE FS UNLOADING |  |  | FSU-PP01 |  |  |  | API 5L,GR B |  |  | -
781 | UPDATE-1 | REGION 5 | TBBM MALANG | C | 1303-PP-D2-1/00 | 1303-FSU-PP02/00 | 1303-FSU-PP02/00 | 1303-FSU-PP02/00 | OK | FSU-PP02 | PCE | V |  | 01 | PCE | PIPING HEADER,FILLING HOUSE PERTAMAX | SF_PIPA | GROES: 6IN,SCH40; IWERK: 1303; INGRP: 049; GEWRK: 1303-LJP; WERGW: 1303; RBNR: 4001; SWERK: 1303; STORT: F303-PPP; BEBER: F01; ABCKZ: V; BUKRS: 2222; KOSTL: 2222I55221; PROID: D43/XX/B6-1303/RT1/PPP; TPLNR: 1303 -FSU /PIPE FS UNLOADING |  |  | FSU-PP02 |  |  |  | API 5L,GR B |  |  | -
782 | UPDATE-1 | REGION 5 | TBBM MALANG | C | 1303-PP-D3-1/00 | 1303-FSU-PP03/00 | 1303-FSU-PP03/00 | 1303-FSU-PP03/00 | OK | FSU-PP03 | PCE | V |  | 01 | PCE | PIPING HEADER,FILLING HOUSE BIOSOLAR | SF_PIPA | GROES: 6IN,SCH40; IWERK: 1303; INGRP: 049; GEWRK: 1303-LJP; WERGW: 1303; RBNR: 4001; SWERK: 1303; STORT: F303-PPP; BEBER: F01; ABCKZ: V; BUKRS: 2222; KOSTL: 2222I55221; PROID: D43/XX/B6-1303/RT1/PPP; TPLNR: 1303 -FSU /PIPE FS UNLOADING |  |  | FSU-PP03 |  |  |  | API 5L,GR B |  |  | -
783 | UPDATE-1 | REGION 5 | TBBM MALANG | C | 1303-PP-D4-1/00 | 1303-FSU-PP04/00 | 1303-FSU-PP04/00 | 1303-FSU-PP04/00 | OK | FSU-PP04 | PCE | V |  | 01 | PCE | PIPING HEADER,FILLING HOUSE PERTADEX | SF_PIPA | GROES: 6IN,SCH40; IWERK: 1303; INGRP: 049; GEWRK: 1303-LJP; WERGW: 1303; RBNR: 4001; SWERK: 1303; STORT: F303-PPP; BEBER: F01; ABCKZ: V; BUKRS: 2222; KOSTL: 2222I55221; PROID: D43/XX/B6-1303/RT1/PPP; TPLNR: 1303 -FSU /PIPE FS UNLOADING |  |  | FSU-PP04 |  |  |  | API 5L,GR B |  |  | -
784 | UPDATE-1 | REGION 5 | TBBM MALANG | C | 1303-FS-GV01-D1/00 | 1303-FSU-GV01/00 | 1303-FSU-GV01/00 | 1303-FSU-GV01/00 | OK | FSU-GV01 |  | N |  | 01 |  | GATE VALVE HEADER FILLING HOUSE PRODUK 1 | SF_VALVE | GROES: 8IN-150PSI; IWERK: 1303; INGRP: 049; GEWRK: 1303-LJP; WERGW: 1303; RBNR: 7304; SWERK: 1303; STORT: F303-PPP; BEBER: F01; ABCKZ: T; BUKRS: 2222; KOSTL: 2222I55221; PROID: D43/XX/B6-1303/RT1/PPP; TPLNR: 1303 -FSU /PIPE FS UNLOADING |  |  | FSU-GV01 |  |  | JC | GATE,ASTM A216 WCB |  |  | ES
785 | UPDATE-1 | REGION 5 | TBBM MALANG | C | 1303-FS-GV01-D2/00 | 1303-FSU-GV02/00 | 1303-FSU-GV02/00 | 1303-FSU-GV02/00 | OK | FSU-GV02 |  | N |  | 01 |  | GATE VALVE HEADER FILLING HOUSE PRODUK 2 | SF_VALVE | GROES: 8IN-150PSI; IWERK: 1303; INGRP: 049; GEWRK: 1303-LJP; WERGW: 1303; RBNR: 7304; SWERK: 1303; STORT: F303-PPP; BEBER: F01; ABCKZ: T; BUKRS: 2222; KOSTL: 2222I55221; PROID: D43/XX/B6-1303/RT1/PPP; TPLNR: 1303 -FSU /PIPE FS UNLOADING |  |  | FSU-GV02 |  |  | JC | GATE,ASTM A216 WCB |  |  | ES
786 | UPDATE-1 | REGION 5 | TBBM MALANG | C | 1303-FS-GV01-D3/00 | 1303-FSU-GV03/00 | 1303-FSU-GV03/00 | 1303-FSU-GV03/00 | OK | FSU-GV03 |  | N |  | 01 |  | GATE VALVE HEADER FILLING HOUSE PRODUK 3 | SF_VALVE | GROES: 8IN-150PSI; IWERK: 1303; INGRP: 049; GEWRK: 1303-LJP; WERGW: 1303; RBNR: 7304; SWERK: 1303; STORT: F303-PPP; BEBER: F01; ABCKZ: T; BUKRS: 2222; KOSTL: 2222I55221; PROID: D43/XX/B6-1303/RT1/PPP; TPLNR: 1303 -FSU /PIPE FS UNLOADING |  |  | FSU-GV03 |  |  | JC | GATE,ASTM A216 WCB |  |  | ES
787 | UPDATE-1 | REGION 5 | TBBM MALANG | C | 1303-FS-GV01-D4/00 | 1303-FSU-GV04/00 | 1303-FSU-GV04/00 | 1303-FSU-GV04/00 | OK | FSU-GV04 |  | N |  | 01 |  | GATE VALVE HEADER FILLING HOUSE PRODUK 4 | SF_VALVE | GROES: 6IN-150PSI; IWERK: 1303; INGRP: 049; GEWRK: 1303-LJP; WERGW: 1303; RBNR: 7304; SWERK: 1303; STORT: F303-PPP; BEBER: F01; ABCKZ: T; BUKRS: 2222; KOSTL: 2222I55221; PROID: D43/XX/B6-1303/RT1/PPP; TPLNR: 1303 -FSU /PIPE FS UNLOADING |  |  | FSU-GV04 |  |  | JC | GATE,ASTM A216 WCB |  |  | ES
788 | UPDATE-1 | REGION 5 | TBBM MALANG | C | 1303-FM01-PPO2/00 | 1303-FM01-PP01/00 | 1303-FM01-PP01/00 | 1303-FM01-PP01/00 | OK | FM01-PP01 |  | V |  | 01 |  | PIPING FLOW METER,METER NO.01 | SF_PIPA | GROES: 4IN,SCH40; IWERK: 1303; INGRP: 049; GEWRK: 1303-LJP; WERGW: 1303; RBNR: 4001; SWERK: 1303; STORT: F303-PPP; BEBER: F01; ABCKZ: T; BUKRS: 2222; KOSTL: 2222I55221; PROID: D43/XX/B6-1303/RT1/PPP; TPLNR: 1303 -FSU /PIPE FS UNLOADING |  |  | FM01-PP01 |  |  |  | API 5L,GR B |  |  | -
789 | UPDATE-1 | REGION 5 | TBBM MALANG | C | 1303-FM02-PPO2/00 | 1303-FM02-PP01/00 | 1303-FM02-PP01/00 | 1303-FM02-PP01/00 | OK | FM02-PP01 |  | V |  | 01 |  | PIPING FLOW METER,METER NO.02 | SF_PIPA | GROES: 4IN,SCH40; IWERK: 1303; INGRP: 049; GEWRK: 1303-LJP; WERGW: 1303; RBNR: 4001; SWERK: 1303; STORT: F303-PPP; BEBER: F01; ABCKZ: T; BUKRS: 2222; KOSTL: 2222I55221; PROID: D43/XX/B6-1303/RT1/PPP; TPLNR: 1303 -FSU /PIPE FS UNLOADING |  |  | FM02-PP01 |  |  |  | API 5L,GR B |  |  | -
790 | UPDATE-1 | REGION 5 | TBBM MALANG | C | 1303-FM03-PPO2/00 | 1303-FM03-PP01/00 | 1303-FM03-PP01/00 | 1303-FM03-PP01/00 | OK | FM03-PP01 |  | V |  | 01 |  | PIPING FLOW METER,METER NO.03 | SF_PIPA | GROES: 4IN,SCH40; IWERK: 1303; INGRP: 049; GEWRK: 1303-LJP; WERGW: 1303; RBNR: 4001; SWERK: 1303; STORT: F303-PPP; BEBER: F01; ABCKZ: T; BUKRS: 2222; KOSTL: 2222I55221; PROID: D43/XX/B6-1303/RT1/PPP; TPLNR: 1303 -FSU /PIPE FS UNLOADING |  |  | FM03-PP01 |  |  |  | API 5L,GR B |  |  | -
791 | UPDATE-1 | REGION 5 | TBBM MALANG | C | 1303-FM04-PPO2/00 | 1303-FM04-PP01/00 | 1303-FM04-PP01/00 | 1303-FM04-PP01/00 | OK | FM04-PP01 |  | V |  | 01 |  | PIPING FLOW METER,METER NO.04 | SF_PIPA | GROES: 4IN,SCH40; IWERK: 1303; INGRP: 049; GEWRK: 1303-LJP; WERGW: 1303; RBNR: 4001; SWERK: 1303; STORT: F303-PPP; BEBER: F01; ABCKZ: T; BUKRS: 2222; KOSTL: 2222I55221; PROID: D43/XX/B6-1303/RT1/PPP; TPLNR: 1303 -FSU /PIPE FS UNLOADING |  |  | FM04-PP01 |  |  |  | API 5L,GR B |  |  | -
792 | UPDATE-1 | REGION 5 | TBBM MALANG | C | 1303-FM05-PPO2/00 | 1303-FM05-PP01/00 | 1303-FM05-PP01/00 | 1303-FM05-PP01/00 | OK | FM05-PP01 |  | V |  | 01 |  | PIPING FLOW METER,METER NO.05 | SF_PIPA | GROES: 4IN,SCH40; IWERK: 1303; INGRP: 049; GEWRK: 1303-LJP; WERGW: 1303; RBNR: 4001; SWERK: 1303; STORT: F303-PPP; BEBER: F01; ABCKZ: T; BUKRS: 2222; KOSTL: 2222I55221; PROID: D43/XX/B6-1303/RT1/PPP; TPLNR: 1303 -FSU /PIPE FS UNLOADING |  |  | FM05-PP01 |  |  |  | API 5L,GR B |  |  | -
793 | UPDATE-1 | REGION 5 | TBBM MALANG | C | 1303-FM06-PPO2/00 | 1303-FM06-PP01/00 | 1303-FM06-PP01/00 | 1303-FM06-PP01/00 | OK | FM06-PP01 |  | V |  | 01 |  | PIPING FLOW METER,METER NO.06 | SF_PIPA | GROES: 4IN,SCH40; IWERK: 1303; INGRP: 049; GEWRK: 1303-LJP; WERGW: 1303; RBNR: 4001; SWERK: 1303; STORT: F303-PPP; BEBER: F01; ABCKZ: T; BUKRS: 2222; KOSTL: 2222I55221; PROID: D43/XX/B6-1303/RT1/PPP; TPLNR: 1303 -FSU /PIPE FS UNLOADING |  |  | FM06-PP01 |  |  |  | API 5L,GR B |  |  | -
794 | UPDATE-1 | REGION 5 | TBBM MALANG | C | 1303-FM07-PPO2/00 | 1303-FM07-PP01/00 | 1303-FM07-PP01/00 | 1303-FM07-PP01/00 | OK | FM07-PP01 |  | V |  | 01 |  | PIPING FLOW METER,METER NO.07 | SF_PIPA | GROES: 4IN,SCH40; IWERK: 1303; INGRP: 049; GEWRK: 1303-LJP; WERGW: 1303; RBNR: 4001; SWERK: 1303; STORT: F303-PPP; BEBER: F01; ABCKZ: T; BUKRS: 2222; KOSTL: 2222I55221; PROID: D43/XX/B6-1303/RT1/PPP; TPLNR: 1303 -FSU /PIPE FS UNLOADING |  |  | FM07-PP01 |  |  |  | API 5L,GR B |  |  | -
795 | UPDATE-1 | REGION 5 | TBBM MALANG | C | 1303-FM08-PPO2/00 | 1303-FM08-PP01/00 | 1303-FM08-PP01/00 | 1303-FM08-PP01/00 | OK | FM08-PP01 |  | V |  | 01 |  | PIPING FLOW METER,METER NO.08 | SF_PIPA | GROES: 4IN,SCH40; IWERK: 1303; INGRP: 049; GEWRK: 1303-LJP; WERGW: 1303; RBNR: 4001; SWERK: 1303; STORT: F303-PPP; BEBER: F01; ABCKZ: T; BUKRS: 2222; KOSTL: 2222I55221; PROID: D43/XX/B6-1303/RT1/PPP; TPLNR: 1303 -FSU /PIPE FS UNLOADING |  |  | FM08-PP01 |  |  |  | API 5L,GR B |  |  | -
796 | UPDATE-1 | REGION 5 | TBBM MALANG | C | 1303-FM09-PPO2/00 | 1303-FM09-PP01/00 | 1303-FM09-PP01/00 | 1303-FM09-PP01/00 | OK | FM09-PP01 |  | V |  | 01 |  | PIPING FLOW METER,METER NO.09 | SF_PIPA | GROES: 4IN,SCH40; IWERK: 1303; INGRP: 049; GEWRK: 1303-LJP; WERGW: 1303; RBNR: 4001; SWERK: 1303; STORT: F303-PPP; BEBER: F01; ABCKZ: T; BUKRS: 2222; KOSTL: 2222I55221; PROID: D43/XX/B6-1303/RT1/PPP; TPLNR: 1303 -FSU /PIPE FS UNLOADING |  |  | FM09-PP01 |  |  |  | API 5L,GR B |  |  | -
797 | UPDATE-1 | REGION 5 | TBBM MALANG | C | 1303-FM10-PPO2/00 | 1303-FM10-PP01/00 | 1303-FM10-PP01/00 | 1303-FM10-PP01/00 | OK | FM10-PP01 |  | V |  | 01 |  | PIPING FLOW METER,METER NO.10 | SF_PIPA | GROES: 4IN,SCH40; IWERK: 1303; INGRP: 049; GEWRK: 1303-LJP; WERGW: 1303; RBNR: 4001; SWERK: 1303; STORT: F303-PPP; BEBER: F01; ABCKZ: T; BUKRS: 2222; KOSTL: 2222I55221; PROID: D43/XX/B6-1303/RT1/PPP; TPLNR: 1303 -FSU /PIPE FS UNLOADING |  |  | FM10-PP01 |  |  |  | API 5L,GR B |  |  | -
798 | UPDATE-1 | REGION 5 | TBBM MALANG | C | 1303-FM11-PPO2/00 | 1303-FM11-PP01/00 | 1303-FM11-PP01/00 | 1303-FM11-PP01/00 | OK | FM11-PP01 |  | V |  | 01 |  | PIPING FLOW METER,METER NO.11 | SF_PIPA | GROES: 4IN,SCH40; IWERK: 1303; INGRP: 049; GEWRK: 1303-LJP; WERGW: 1303; RBNR: 4001; SWERK: 1303; STORT: F303-PPP; BEBER: F01; ABCKZ: T; BUKRS: 2222; KOSTL: 2222I55221; PROID: D43/XX/B6-1303/RT1/PPP; TPLNR: 1303 -FSU /PIPE FS UNLOADING |  |  | FM11-PP01 |  |  |  | API 5L,GR B |  |  | -
799 | UPDATE-1 | REGION 5 | TBBM MALANG | C | 1303-FM12-PPO2/00 | 1303-FM12-PP01/00 | 1303-FM12-PP01/00 | 1303-FM12-PP01/00 | OK | FM12-PP01 |  | V |  | 01 |  | PIPING FLOW METER,METER NO.12 | SF_PIPA | GROES: 4IN,SCH40; IWERK: 1303; INGRP: 049; GEWRK: 1303-LJP; WERGW: 1303; RBNR: 4001; SWERK: 1303; STORT: F303-PPP; BEBER: F01; ABCKZ: T; BUKRS: 2222; KOSTL: 2222I55221; PROID: D43/XX/B6-1303/RT1/PPP; TPLNR: 1303 -FSU /PIPE FS UNLOADING |  |  | FM12-PP01 |  |  |  | API 5L,GR B |  |  | -
800 | UPDATE-1 | REGION 5 | TBBM MALANG | C | 1303-FM13-PPO2/00 | 1303-FM13-PP01/00 | 1303-FM13-PP01/00 | 1303-FM13-PP01/00 | OK | FM13-PP01 |  | V |  | 01 |  | PIPING FLOW METER,METER NO.13 | SF_PIPA | GROES: 4IN,SCH40; IWERK: 1303; INGRP: 049; GEWRK: 1303-LJP; WERGW: 1303; RBNR: 4001; SWERK: 1303; STORT: F303-PPP; BEBER: F01; ABCKZ: T; BUKRS: 2222; KOSTL: 2222I55221; PROID: D43/XX/B6-1303/RT1/PPP; TPLNR: 1303 -FSU /PIPE FS UNLOADING |  |  | FM13-PP01 |  |  |  | API 5L,GR B |  |  | -
801 | UPDATE-1 | REGION 5 | TBBM MALANG | C | 1303-FM14-PPO2/00 | 1303-FM14-PP01/00 | 1303-FM14-PP01/00 | 1303-FM14-PP01/00 | OK | FM14-PP01 |  | V |  | 01 |  | PIPING FLOW METER,METER NO.14 | SF_PIPA | GROES: 4IN,SCH40; IWERK: 1303; INGRP: 049; GEWRK: 1303-LJP; WERGW: 1303; RBNR: 4001; SWERK: 1303; STORT: F303-PPP; BEBER: F01; ABCKZ: T; BUKRS: 2222; KOSTL: 2222I55221; PROID: D43/XX/B6-1303/RT1/PPP; TPLNR: 1303 -FSU /PIPE FS UNLOADING |  |  | FM14-PP01 |  |  |  | API 5L,GR B |  |  | -
802 | UPDATE-1 | REGION 5 | TBBM MALANG | C | 1303-FM15-PPO2/00 | 1303-FM15-PP01/00 | 1303-FM15-PP01/00 | 1303-FM15-PP01/00 | OK | FM15-PP01 |  | V |  | 01 |  | PIPING FLOW METER,METER NO.15 | SF_PIPA | GROES: 4IN,SCH40; IWERK: 1303; INGRP: 049; GEWRK: 1303-LJP; WERGW: 1303; RBNR: 4001; SWERK: 1303; STORT: F303-PPP; BEBER: F01; ABCKZ: T; BUKRS: 2222; KOSTL: 2222I55221; PROID: D43/XX/B6-1303/RT1/PPP; TPLNR: 1303 -FSU /PIPE FS UNLOADING |  |  | FM15-PP01 |  |  |  | API 5L,GR B |  |  | -
803 | UPDATE-1 | REGION 5 | TBBM MALANG | C | 1303-FM16-PPO2/00 | 1303-FM16-PP01/00 | 1303-FM16-PP01/00 | 1303-FM16-PP01/00 | OK | FM16-PP01 |  | V |  | 01 |  | PIPING FLOW METER,METER NO.16 | SF_PIPA | GROES: 4IN,SCH40; IWERK: 1303; INGRP: 049; GEWRK: 1303-LJP; WERGW: 1303; RBNR: 4001; SWERK: 1303; STORT: F303-PPP; BEBER: F01; ABCKZ: T; BUKRS: 2222; KOSTL: 2222I55221; PROID: D43/XX/B6-1303/RT1/PPP; TPLNR: 1303 -FSU /PIPE FS UNLOADING |  |  | FM16-PP01 |  |  |  | API 5L,GR B |  |  | -
804 | UPDATE-1 | REGION 5 | TBBM MALANG | C | 1303-FM17-PPO2/00 | 1303-FM17-PP01/00 | 1303-FM17-PP01/00 | 1303-FM17-PP01/00 | OK | FM17-PP01 |  | V |  | 01 |  | PIPING FLOW METER,METER NO.17 | SF_PIPA | GROES: 4IN,SCH40; IWERK: 1303; INGRP: 049; GEWRK: 1303-LJP; WERGW: 1303; RBNR: 4001; SWERK: 1303; STORT: F303-PPP; BEBER: F01; ABCKZ: T; BUKRS: 2222; KOSTL: 2222I55221; PROID: D43/XX/B6-1303/RT1/PPP; TPLNR: 1303 -FSU /PIPE FS UNLOADING |  |  | FM17-PP01 |  |  |  | API 5L,GR B |  |  | -
805 | UPDATE-1 | REGION 5 | TBBM MALANG | C | 1303-FM18-PPO2/00 | 1303-FM18-PP01/00 | 1303-FM18-PP01/00 | 1303-FM18-PP01/00 | OK | FM18-PP01 |  | V |  | 01 |  | PIPING FLOW METER,METER NO.18 | SF_PIPA | GROES: 4IN,SCH40; IWERK: 1303; INGRP: 049; GEWRK: 1303-LJP; WERGW: 1303; RBNR: 4001; SWERK: 1303; STORT: F303-PPP; BEBER: F01; ABCKZ: T; BUKRS: 2222; KOSTL: 2222I55221; PROID: D43/XX/B6-1303/RT1/PPP; TPLNR: 1303 -FSU /PIPE FS UNLOADING |  |  | FM18-PP01 |  |  |  | API 5L,GR B |  |  | -
806 | UPDATE-1 | REGION 5 | TBBM MALANG | C | 1303-FM01-GVI1/00 | 1303-FM01-GV01/00 | 1303-FM01-GV01/00 | 1303-FM01-GV01/00 | OK | FM01-GV01 |  | N |  | 01 |  | GATE VALVE INLET PROD 1 FLOW METER NO.01 | SF_VALVE | GROES: 4IN-150PSI; IWERK: 1303; INGRP: 049; GEWRK: 1303-LJP; WERGW: 1303; RBNR: 7304; SWERK: 1303; STORT: F303-PPP; BEBER: F01; ABCKZ: T; BUKRS: 2222; KOSTL: 2222I55221; PROID: D43/XX/B6-1303/RT1/PPP; TPLNR: 1303 -FSU /PIPE FS UNLOADING |  |  | FM01-GV01 |  |  | GLT | GATE,ASTM A216 WCB |  |  | IN
807 | UPDATE-1 | REGION 5 | TBBM MALANG | C | NEW | 1303-FM01-GV02/00 | 1303-FM01-GV02/00 | 1303-FM01-GV02/00 | OK | FM01-GV02 |  | N |  | 01 |  | GATE VALVE INLET PROD 2 FLOW METER NO.01 | SF_VALVE | GROES: 4IN-150PSI; IWERK: 1303; INGRP: 049; GEWRK: 1303-LJP; WERGW: 1303; RBNR: 7304; SWERK: 1303; STORT: F303-PPP; BEBER: F01; ABCKZ: T; BUKRS: 2222; KOSTL: 2222I55221; PROID: D43/XX/B6-1303/RT1/PPP; TPLNR: 1303 -FSU /PIPE FS UNLOADING |  |  | FM01-GV02 |  |  | GLT | GATE,ASTM A216 WCB |  |  | IN
808 | UPDATE-1 | REGION 5 | TBBM MALANG | C | 1303-FM02-GVI1/00 | 1303-FM02-GV01/00 | 1303-FM02-GV01/00 | 1303-FM02-GV01/00 | OK | FM02-GV01 |  | N |  | 01 |  | GATE VALVE INLET PROD 1 FLOW METER NO.02 | SF_VALVE | GROES: 4IN-150PSI; IWERK: 1303; INGRP: 049; GEWRK: 1303-LJP; WERGW: 1303; RBNR: 7304; SWERK: 1303; STORT: F303-PPP; BEBER: F01; ABCKZ: T; BUKRS: 2222; KOSTL: 2222I55221; PROID: D43/XX/B6-1303/RT1/PPP; TPLNR: 1303 -FSU /PIPE FS UNLOADING |  |  | FM02-GV01 |  |  | GLT | GATE,ASTM A216 WCB |  |  | IN
809 | UPDATE-1 | REGION 5 | TBBM MALANG | C | NEW | 1303-FM02-GV02/00 | 1303-FM02-GV02/00 | 1303-FM02-GV02/00 | OK | FM02-GV02 |  | N |  | 01 |  | GATE VALVE INLET PROD 2 FLOW METER NO.02 | SF_VALVE | GROES: 4IN-150PSI; IWERK: 1303; INGRP: 049; GEWRK: 1303-LJP; WERGW: 1303; RBNR: 7304; SWERK: 1303; STORT: F303-PPP; BEBER: F01; ABCKZ: T; BUKRS: 2222; KOSTL: 2222I55221; PROID: D43/XX/B6-1303/RT1/PPP; TPLNR: 1303 -FSU /PIPE FS UNLOADING |  |  | FM02-GV02 |  |  | GLT | GATE,ASTM A216 WCB |  |  | IN
810 | UPDATE-1 | REGION 5 | TBBM MALANG | C | 1303-FM03-GVI1/00 | 1303-FM03-GV01/00 | 1303-FM03-GV01/00 | 1303-FM03-GV01/00 | OK | FM03-GV01 |  | N |  | 01 |  | GATE VALVE INLET PROD 1 FLOW METER NO.03 | SF_VALVE | GROES: 4IN-150PSI; IWERK: 1303; INGRP: 049; GEWRK: 1303-LJP; WERGW: 1303; RBNR: 7304; SWERK: 1303; STORT: F303-PPP; BEBER: F01; ABCKZ: T; BUKRS: 2222; KOSTL: 2222I55221; PROID: D43/XX/B6-1303/RT1/PPP; TPLNR: 1303 -FSU /PIPE FS UNLOADING |  |  | FM03-GV01 |  |  | ALFA VALVES INDONESIA | GATE,ASTM A216 WCB |  |  | ID
811 | UPDATE-1 | REGION 5 | TBBM MALANG | C | NEW | 1303-FM03-GV02/00 | 1303-FM03-GV02/00 | 1303-FM03-GV02/00 | OK | FM03-GV02 |  | N |  | 01 |  | GATE VALVE INLET PROD 2 FLOW METER NO.03 | SF_VALVE | GROES: 4IN-150PSI; IWERK: 1303; INGRP: 049; GEWRK: 1303-LJP; WERGW: 1303; RBNR: 7304; SWERK: 1303; STORT: F303-PPP; BEBER: F01; ABCKZ: T; BUKRS: 2222; KOSTL: 2222I55221; PROID: D43/XX/B6-1303/RT1/PPP; TPLNR: 1303 -FSU /PIPE FS UNLOADING |  |  | FM03-GV02 |  |  | GLT | GATE,ASTM A216 WCB |  |  | IN
812 | UPDATE-1 | REGION 5 | TBBM MALANG | C | 1303-FM04-GVI1/00 | 1303-FM04-GV01/00 | 1303-FM04-GV01/00 | 1303-FM04-GV01/00 | OK | FM04-GV01 |  | N |  | 01 |  | GATE VALVE INLET PROD 1 FLOW METER NO.04 | SF_VALVE | GROES: 4IN-150PSI; IWERK: 1303; INGRP: 049; GEWRK: 1303-LJP; WERGW: 1303; RBNR: 7304; SWERK: 1303; STORT: F303-PPP; BEBER: F01; ABCKZ: T; BUKRS: 2222; KOSTL: 2222I55221; PROID: D43/XX/B6-1303/RT1/PPP; TPLNR: 1303 -FSU /PIPE FS UNLOADING |  |  | FM04-GV01 |  |  | KITZ | GATE,ASTM A216 WCB |  |  | JP
813 | UPDATE-1 | REGION 5 | TBBM MALANG | C | NEW | 1303-FM04-GV02/00 | 1303-FM04-GV02/00 | 1303-FM04-GV02/00 | OK | FM04-GV02 |  | N |  | 01 |  | GATE VALVE INLET PROD 2 FLOW METER NO.04 | SF_VALVE | GROES: 4IN-150PSI; IWERK: 1303; INGRP: 049; GEWRK: 1303-LJP; WERGW: 1303; RBNR: 7304; SWERK: 1303; STORT: F303-PPP; BEBER: F01; ABCKZ: T; BUKRS: 2222; KOSTL: 2222I55221; PROID: D43/XX/B6-1303/RT1/PPP; TPLNR: 1303 -FSU /PIPE FS UNLOADING |  |  | FM04-GV02 |  |  | GLT | GATE,ASTM A216 WCB |  |  | IN
814 | UPDATE-1 | REGION 5 | TBBM MALANG | C | 1303-FM05-GVI1/00 | 1303-FM05-GV01/00 | 1303-FM05-GV01/00 | 1303-FM05-GV01/00 | OK | FM05-GV01 |  | N |  | 01 |  | GATE VALVE INLET PROD 1 FLOW METER NO.05 | SF_VALVE | GROES: 4IN-150PSI; IWERK: 1303; INGRP: 049; GEWRK: 1303-LJP; WERGW: 1303; RBNR: 7304; SWERK: 1303; STORT: F303-PPP; BEBER: F01; ABCKZ: T; BUKRS: 2222; KOSTL: 2222I55221; PROID: D43/XX/B6-1303/RT1/PPP; TPLNR: 1303 -FSU /PIPE FS UNLOADING |  |  | FM05-GV01 |  |  | KITZ | GATE,ASTM A216 WCB |  |  | JP
815 | UPDATE-1 | REGION 5 | TBBM MALANG | C | NEW | 1303-FM05-GV02/00 | 1303-FM05-GV02/00 | 1303-FM05-GV02/00 | OK | FM05-GV02 |  | N |  | 01 |  | GATE VALVE INLET PROD 2 FLOW METER NO.05 | SF_VALVE | GROES: 4IN-150PSI; IWERK: 1303; INGRP: 049; GEWRK: 1303-LJP; WERGW: 1303; RBNR: 7304; SWERK: 1303; STORT: F303-PPP; BEBER: F01; ABCKZ: T; BUKRS: 2222; KOSTL: 2222I55221; PROID: D43/XX/B6-1303/RT1/PPP; TPLNR: 1303 -FSU /PIPE FS UNLOADING |  |  | FM05-GV02 |  |  | GLT | GATE,ASTM A216 WCB |  |  | IN
816 | UPDATE-1 | REGION 5 | TBBM MALANG | C | 1303-FM06-GVI1/00 | 1303-FM06-GV01/00 | 1303-FM06-GV01/00 | 1303-FM06-GV01/00 | OK | FM06-GV01 |  | N |  | 01 |  | GATE VALVE INLET PROD 1 FLOW METER NO.06 | SF_VALVE | GROES: 4IN-150PSI; IWERK: 1303; INGRP: 049; GEWRK: 1303-LJP; WERGW: 1303; RBNR: 7304; SWERK: 1303; STORT: F303-PPP; BEBER: F01; ABCKZ: T; BUKRS: 2222; KOSTL: 2222I55221; PROID: D43/XX/B6-1303/RT1/PPP; TPLNR: 1303 -FSU /PIPE FS UNLOADING |  |  | FM06-GV01 |  |  | KITZ | GATE,ASTM A216 WCB |  |  | JP
817 | UPDATE-1 | REGION 5 | TBBM MALANG | C | NEW | 1303-FM06-GV02/00 | 1303-FM06-GV02/00 | 1303-FM06-GV02/00 | OK | FM06-GV02 |  | N |  | 01 |  | GATE VALVE INLET PROD 2 FLOW METER NO.06 | SF_VALVE | GROES: 4IN-150PSI; IWERK: 1303; INGRP: 049; GEWRK: 1303-LJP; WERGW: 1303; RBNR: 7304; SWERK: 1303; STORT: F303-PPP; BEBER: F01; ABCKZ: T; BUKRS: 2222; KOSTL: 2222I55221; PROID: D43/XX/B6-1303/RT1/PPP; TPLNR: 1303 -FSU /PIPE FS UNLOADING |  |  | FM06-GV02 |  |  | DIKKERS | GATE,ASTM A216 WCB |  |  | NL
818 | UPDATE-1 | REGION 5 | TBBM MALANG | C | NEW | 1303-FM07-GV03/00 | 1303-FM07-GV03/00 | 1303-FM07-GV03/00 | OK | FM07-GV03 |  | N |  | 01 |  | GATE VALVE INLET FLOW METER NO.07 | SF_VALVE | GROES: 4IN-150PSI; IWERK: 1303; INGRP: 049; GEWRK: 1303-LJP; WERGW: 1303; RBNR: 7304; SWERK: 1303; STORT: F303-PPP; BEBER: F01; ABCKZ: T; BUKRS: 2222; KOSTL: 2222I55221; PROID: D43/XX/B6-1303/RT1/PPP; TPLNR: 1303 -FSU /PIPE FS UNLOADING |  |  | FM07-GV03 |  |  | GLT | GATE,ASTM A216 WCB |  |  | IN
819 | UPDATE-1 | REGION 5 | TBBM MALANG | C | 1303-FM07-GVI1/00 | 1303-FM07-GV01/00 | 1303-FM07-GV01/00 | 1303-FM07-GV01/00 | OK | FM07-GV01 |  | N |  | 01 |  | GATE VALVE INLET PROD 1 FLOW METER NO.07 | SF_VALVE | GROES: 4IN-150PSI; IWERK: 1303; INGRP: 049; GEWRK: 1303-LJP; WERGW: 1303; RBNR: 7304; SWERK: 1303; STORT: F303-PPP; BEBER: F01; ABCKZ: T; BUKRS: 2222; KOSTL: 2222I55221; PROID: D43/XX/B6-1303/RT1/PPP; TPLNR: 1303 -FSU /PIPE FS UNLOADING |  |  | FM07-GV01 |  |  | GLT | GATE,ASTM A216 WCB |  |  | IN
820 | UPDATE-1 | REGION 5 | TBBM MALANG | C | NEW | 1303-FM07-GV02/00 | 1303-FM07-GV02/00 | 1303-FM07-GV02/00 | OK | FM07-GV02 |  | N |  | 01 |  | GATE VALVE INLET PROD 2 FLOW METER NO.07 | SF_VALVE | GROES: 4IN-150PSI; IWERK: 1303; INGRP: 049; GEWRK: 1303-LJP; WERGW: 1303; RBNR: 7304; SWERK: 1303; STORT: F303-PPP; BEBER: F01; ABCKZ: T; BUKRS: 2222; KOSTL: 2222I55221; PROID: D43/XX/B6-1303/RT1/PPP; TPLNR: 1303 -FSU /PIPE FS UNLOADING |  |  | FM07-GV02 |  |  | GLT | GATE,ASTM A216 WCB |  |  | IN
821 | UPDATE-1 | REGION 5 | TBBM MALANG | C | NEW | 1303-FM08-GV03/00 | 1303-FM08-GV03/00 | 1303-FM08-GV03/00 | OK | FM08-GV03 |  | N |  | 01 |  | GATE VALVE INLET FLOW METER NO.08 | SF_VALVE | GROES: 4IN-150PSI; IWERK: 1303; INGRP: 049; GEWRK: 1303-LJP; WERGW: 1303; RBNR: 7304; SWERK: 1303; STORT: F303-PPP; BEBER: F01; ABCKZ: T; BUKRS: 2222; KOSTL: 2222I55221; PROID: D43/XX/B6-1303/RT1/PPP; TPLNR: 1303 -FSU /PIPE FS UNLOADING |  |  | FM08-GV03 |  |  | GLT | GATE,ASTM A216 WCB |  |  | IN
822 | UPDATE-1 | REGION 5 | TBBM MALANG | C | 1303-FM08-GVI1/00 | 1303-FM08-GV01/00 | 1303-FM08-GV01/00 | 1303-FM08-GV01/00 | OK | FM08-GV01 |  | N |  | 01 |  | GATE VALVE INLET PROD 1 FLOW METER NO.08 | SF_VALVE | GROES: 4IN-150PSI; IWERK: 1303; INGRP: 049; GEWRK: 1303-LJP; WERGW: 1303; RBNR: 7304; SWERK: 1303; STORT: F303-PPP; BEBER: F01; ABCKZ: T; BUKRS: 2222; KOSTL: 2222I55221; PROID: D43/XX/B6-1303/RT1/PPP; TPLNR: 1303 -FSU /PIPE FS UNLOADING |  |  | FM08-GV01 |  |  | ALFA VALVES INDONESIA | GATE,ASTM A216 WCB |  |  | ID
823 | UPDATE-1 | REGION 5 | TBBM MALANG | C | NEW | 1303-FM08-GV02/00 | 1303-FM08-GV02/00 | 1303-FM08-GV02/00 | OK | FM08-GV02 |  | N |  | 01 |  | GATE VALVE INLET PROD 2 FLOW METER NO.08 | SF_VALVE | GROES: 4IN-150PSI; IWERK: 1303; INGRP: 049; GEWRK: 1303-LJP; WERGW: 1303; RBNR: 7304; SWERK: 1303; STORT: F303-PPP; BEBER: F01; ABCKZ: T; BUKRS: 2222; KOSTL: 2222I55221; PROID: D43/XX/B6-1303/RT1/PPP; TPLNR: 1303 -FSU /PIPE FS UNLOADING |  |  | FM08-GV02 |  |  | CRANE | GATE,ASTM A216 WCB |  |  | US
824 | UPDATE-1 | REGION 5 | TBBM MALANG | C | 1303-FM09-GVI1/00 | 1303-FM09-GV01/00 | 1303-FM09-GV01/00 | 1303-FM09-GV01/00 | OK | FM09-GV01 |  | N |  | 01 |  | GATE VALVE INLET PROD 1 FLOW METER NO.09 | SF_VALVE | GROES: 4IN-150PSI; IWERK: 1303; INGRP: 049; GEWRK: 1303-LJP; WERGW: 1303; RBNR: 7304; SWERK: 1303; STORT: F303-PPP; BEBER: F01; ABCKZ: T; BUKRS: 2222; KOSTL: 2222I55221; PROID: D43/XX/B6-1303/RT1/PPP; TPLNR: 1303 -FSU /PIPE FS UNLOADING |  |  | FM09-GV01 |  |  | KITZ | GATE,ASTM A216 WCB |  |  | JP
825 | UPDATE-1 | REGION 5 | TBBM MALANG | C | NEW | 1303-FM09-GV02/00 | 1303-FM09-GV02/00 | 1303-FM09-GV02/00 | OK | FM09-GV02 |  | N |  | 01 |  | GATE VALVE INLET PROD 3 FLOW METER NO.09 | SF_VALVE | GROES: 4IN-150PSI; IWERK: 1303; INGRP: 049; GEWRK: 1303-LJP; WERGW: 1303; RBNR: 7304; SWERK: 1303; STORT: F303-PPP; BEBER: F01; ABCKZ: T; BUKRS: 2222; KOSTL: 2222I55221; PROID: D43/XX/B6-1303/RT1/PPP; TPLNR: 1303 -FSU /PIPE FS UNLOADING |  |  | FM09-GV02 |  |  | KITZ | GATE,ASTM A216 WCB |  |  | JP
826 | UPDATE-1 | REGION 5 | TBBM MALANG | C | 1303-FM10-GVI1/00 | 1303-FM10-GV01/00 | 1303-FM10-GV01/00 | 1303-FM10-GV01/00 | OK | FM10-GV01 |  | N |  | 01 |  | GATE VALVE INLET PROD 1 FLOW METER NO.10 | SF_VALVE | GROES: 4IN-150PSI; IWERK: 1303; INGRP: 049; GEWRK: 1303-LJP; WERGW: 1303; RBNR: 7304; SWERK: 1303; STORT: F303-PPP; BEBER: F01; ABCKZ: T; BUKRS: 2222; KOSTL: 2222I55221; PROID: D43/XX/B6-1303/RT1/PPP; TPLNR: 1303 -FSU /PIPE FS UNLOADING |  |  | FM10-GV01 |  |  | KITZ | GATE,ASTM A216 WCB |  |  | JP
827 | UPDATE-1 | REGION 5 | TBBM MALANG | C | NEW | 1303-FM10-GV02/00 | 1303-FM10-GV02/00 | 1303-FM10-GV02/00 | OK | FM10-GV02 |  | N |  | 01 |  | GATE VALVE INLET PROD 3 FLOW METER NO.10 | SF_VALVE | GROES: 4IN-150PSI; IWERK: 1303; INGRP: 049; GEWRK: 1303-LJP; WERGW: 1303; RBNR: 7304; SWERK: 1303; STORT: F303-PPP; BEBER: F01; ABCKZ: T; BUKRS: 2222; KOSTL: 2222I55221; PROID: D43/XX/B6-1303/RT1/PPP; TPLNR: 1303 -FSU /PIPE FS UNLOADING |  |  | FM10-GV02 |  |  | KITZ | GATE,ASTM A216 WCB |  |  | JP
828 | UPDATE-1 | REGION 5 | TBBM MALANG | C | 1303-FM11-GVI1/00 | 1303-FM11-GV01/00 | 1303-FM11-GV01/00 | 1303-FM11-GV01/00 | OK | FM11-GV01 |  | N |  | 01 |  | GATE VALVE INLET PROD 1 FLOW METER NO.11 | SF_VALVE | GROES: 4IN-150PSI; IWERK: 1303; INGRP: 049; GEWRK: 1303-LJP; WERGW: 1303; RBNR: 7304; SWERK: 1303; STORT: F303-PPP; BEBER: F01; ABCKZ: T; BUKRS: 2222; KOSTL: 2222I55221; PROID: D43/XX/B6-1303/RT1/PPP; TPLNR: 1303 -FSU /PIPE FS UNLOADING |  |  | FM11-GV01 |  |  | GLT | GATE,ASTM A216 WCB |  |  | IN
829 | UPDATE-1 | REGION 5 | TBBM MALANG | C | NEW | 1303-FM11-GV02/00 | 1303-FM11-GV02/00 | 1303-FM11-GV02/00 | OK | FM11-GV02 |  | N |  | 01 |  | GATE VALVE INLET PROD 2 FLOW METER NO.11 | SF_VALVE | GROES: 4IN-150PSI; IWERK: 1303; INGRP: 049; GEWRK: 1303-LJP; WERGW: 1303; RBNR: 7304; SWERK: 1303; STORT: F303-PPP; BEBER: F01; ABCKZ: T; BUKRS: 2222; KOSTL: 2222I55221; PROID: D43/XX/B6-1303/RT1/PPP; TPLNR: 1303 -FSU /PIPE FS UNLOADING |  |  | FM11-GV02 |  |  | GLT | GATE,ASTM A216 WCB |  |  | IN
830 | UPDATE-1 | REGION 5 | TBBM MALANG | C | NEW | 1303-FM11-GV03/00 | 1303-FM11-GV03/00 | 1303-FM11-GV03/00 | OK | FM11-GV03 |  | N |  | 01 |  | GATE VALVE INLET PROD 3 FLOW METER NO.11 | SF_VALVE | GROES: 4IN-150PSI; IWERK: 1303; INGRP: 049; GEWRK: 1303-LJP; WERGW: 1303; RBNR: 7304; SWERK: 1303; STORT: F303-PPP; BEBER: F01; ABCKZ: T; BUKRS: 2222; KOSTL: 2222I55221; PROID: D43/XX/B6-1303/RT1/PPP; TPLNR: 1303 -FSU /PIPE FS UNLOADING |  |  | FM11-GV03 |  |  | GLT | GATE,ASTM A216 WCB |  |  | IN
831 | UPDATE-1 | REGION 5 | TBBM MALANG | C | 1303-FM12-GVI1/00 | 1303-FM12-GV01/00 | 1303-FM12-GV01/00 | 1303-FM12-GV01/00 | OK | FM12-GV01 |  | N |  | 01 |  | GATE VALVE INLET PROD 3 NO.1 FM NO.12 | SF_VALVE | GROES: 4IN-150PSI; IWERK: 1303; INGRP: 049; GEWRK: 1303-LJP; WERGW: 1303; RBNR: 7304; SWERK: 1303; STORT: F303-PPP; BEBER: F01; ABCKZ: T; BUKRS: 2222; KOSTL: 2222I55221; PROID: D43/XX/B6-1303/RT1/PPP; TPLNR: 1303 -FSU /PIPE FS UNLOADING |  |  | FM12-GV01 |  |  | KITZ | GATE,ASTM A216 WCB |  |  | JP
832 | UPDATE-1 | REGION 5 | TBBM MALANG | C | NEW | 1303-FM12-GV02/00 | 1303-FM12-GV02/00 | 1303-FM12-GV02/00 | OK | FM12-GV02 |  | N |  | 01 |  | GATE VALVE INLET PROD 4 NO.1 FM NO.12 | SF_VALVE | GROES: 4IN-150PSI; IWERK: 1303; INGRP: 049; GEWRK: 1303-LJP; WERGW: 1303; RBNR: 7304; SWERK: 1303; STORT: F303-PPP; BEBER: F01; ABCKZ: T; BUKRS: 2222; KOSTL: 2222I55221; PROID: D43/XX/B6-1303/RT1/PPP; TPLNR: 1303 -FSU /PIPE FS UNLOADING |  |  | FM12-GV02 |  |  | KITZ | GATE,ASTM A216 WCB |  |  | JP
833 | UPDATE-1 | REGION 5 | TBBM MALANG | C | NEW | 1303-FM12-BV01/00 | 1303-FM12-BV01/00 | 1303-FM12-BV01/00 | OK | FM12-BV01 |  | N |  | 01 |  | BALL VALVE INLET MIX P3&P4 NO1 FM NO.12 | SF_VALVE | GROES: 4IN-150PSI; IWERK: 1303; INGRP: 049; GEWRK: 1303-LJP; WERGW: 1303; RBNR: 7304; SWERK: 1303; STORT: F303-PPP; BEBER: F01; ABCKZ: T; BUKRS: 2222; KOSTL: 2222I55221; PROID: D43/XX/B6-1303/RT1/PPP; TPLNR: 1303 -FSU /PIPE FS UNLOADING |  |  | FM12-BV01 |  |  | GLT | BALL,ASTM A216 WCB |  |  | IN
834 | UPDATE-1 | REGION 5 | TBBM MALANG | C | NEW | 1303-FM12-BV02/00 | 1303-FM12-BV02/00 | 1303-FM12-BV02/00 | OK | FM12-BV02 |  | N |  | 01 |  | BALL VALVE INLET PROD 3 NO.2 FM NO.12 | SF_VALVE | GROES: 4IN-150PSI; IWERK: 1303; INGRP: 049; GEWRK: 1303-LJP; WERGW: 1303; RBNR: 7304; SWERK: 1303; STORT: F303-PPP; BEBER: F01; ABCKZ: T; BUKRS: 2222; KOSTL: 2222I55221; PROID: D43/XX/B6-1303/RT1/PPP; TPLNR: 1303 -FSU /PIPE FS UNLOADING |  |  | FM12-BV02 |  |  | GLT | BALL,ASTM A216 WCB |  |  | IN
835 | UPDATE-1 | REGION 5 | TBBM MALANG | C | 1303-FM13-GVI1/00 | 1303-FM13-GV01/00 | 1303-FM13-GV01/00 | 1303-FM13-GV01/00 | OK | FM13-GV01 |  | N |  | 01 |  | GATE VALVE INLET PROD 1 FLOW METER NO.13 | SF_VALVE | GROES: 4IN-150PSI; IWERK: 1303; INGRP: 049; GEWRK: 1303-LJP; WERGW: 1303; RBNR: 7304; SWERK: 1303; STORT: F303-PPP; BEBER: F01; ABCKZ: T; BUKRS: 2222; KOSTL: 2222I55221; PROID: D43/XX/B6-1303/RT1/PPP; TPLNR: 1303 -FSU /PIPE FS UNLOADING |  |  | FM13-GV01 |  |  | KITZ | GATE,ASTM A216 WCB |  |  | JP
836 | UPDATE-1 | REGION 5 | TBBM MALANG | C | NEW | 1303-FM13-GV02/00 | 1303-FM13-GV02/00 | 1303-FM13-GV02/00 | OK | FM13-GV02 |  | N |  | 01 |  | GATE VALVE INLET PROD 2 FLOW METER NO.13 | SF_VALVE | GROES: 4IN-150PSI; IWERK: 1303; INGRP: 049; GEWRK: 1303-LJP; WERGW: 1303; RBNR: 7304; SWERK: 1303; STORT: F303-PPP; BEBER: F01; ABCKZ: T; BUKRS: 2222; KOSTL: 2222I55221; PROID: D43/XX/B6-1303/RT1/PPP; TPLNR: 1303 -FSU /PIPE FS UNLOADING |  |  | FM13-GV02 |  |  | KITZ | GATE,ASTM A216 WCB |  |  | JP
837 | UPDATE-1 | REGION 5 | TBBM MALANG | C | 1303-FM14-GVI1/00 | 1303-FM14-GV01/00 | 1303-FM14-GV01/00 | 1303-FM14-GV01/00 | OK | FM14-GV01 |  | N |  | 01 |  | GATE VALVE INLET PROD 1 FLOW METER NO.14 | SF_VALVE | GROES: 4IN-150PSI; IWERK: 1303; INGRP: 049; GEWRK: 1303-LJP; WERGW: 1303; RBNR: 7304; SWERK: 1303; STORT: F303-PPP; BEBER: F01; ABCKZ: T; BUKRS: 2222; KOSTL: 2222I55221; PROID: D43/XX/B6-1303/RT1/PPP; TPLNR: 1303 -FSU /PIPE FS UNLOADING |  |  | FM14-GV01 |  |  | POWELL | GATE,ASTM A216 WCB |  |  | US
838 | UPDATE-1 | REGION 5 | TBBM MALANG | C | NEW | 1303-FM14-GV02/00 | 1303-FM14-GV02/00 | 1303-FM14-GV02/00 | OK | FM14-GV02 |  | N |  | 01 |  | GATE VALVE INLET PROD 2 FLOW METER NO.14 | SF_VALVE | GROES: 4IN-150PSI; IWERK: 1303; INGRP: 049; GEWRK: 1303-LJP; WERGW: 1303; RBNR: 7304; SWERK: 1303; STORT: F303-PPP; BEBER: F01; ABCKZ: T; BUKRS: 2222; KOSTL: 2222I55221; PROID: D43/XX/B6-1303/RT1/PPP; TPLNR: 1303 -FSU /PIPE FS UNLOADING |  |  | FM14-GV02 |  |  | GLT | GATE,ASTM A216 WCB |  |  | IN
839 | UPDATE-1 | REGION 5 | TBBM MALANG | C | 1303-FM15-GVI1/00 | 1303-FM15-GV01/00 | 1303-FM15-GV01/00 | 1303-FM15-GV01/00 | OK | FM15-GV01 |  | N |  | 01 |  | GATE VALVE INLET PROD 1 FLOW METER NO.15 | SF_VALVE | GROES: 4IN-150PSI; IWERK: 1303; INGRP: 049; GEWRK: 1303-LJP; WERGW: 1303; RBNR: 7304; SWERK: 1303; STORT: F303-PPP; BEBER: F01; ABCKZ: T; BUKRS: 2222; KOSTL: 2222I55221; PROID: D43/XX/B6-1303/RT1/PPP; TPLNR: 1303 -FSU /PIPE FS UNLOADING |  |  | FM15-GV01 |  |  | GLT | GATE,ASTM A216 WCB |  |  | IN
840 | UPDATE-1 | REGION 5 | TBBM MALANG | C | NEW | 1303-FM15-GV02/00 | 1303-FM15-GV02/00 | 1303-FM15-GV02/00 | OK | FM15-GV02 |  | N |  | 01 |  | GATE VALVE INLET PROD 2 FLOW METER NO.15 | SF_VALVE | GROES: 4IN-150PSI; IWERK: 1303; INGRP: 049; GEWRK: 1303-LJP; WERGW: 1303; RBNR: 7304; SWERK: 1303; STORT: F303-PPP; BEBER: F01; ABCKZ: T; BUKRS: 2222; KOSTL: 2222I55221; PROID: D43/XX/B6-1303/RT1/PPP; TPLNR: 1303 -FSU /PIPE FS UNLOADING |  |  | FM15-GV02 |  |  | KSB | GATE,ASTM A216 WCB |  |  | DE
841 | UPDATE-1 | REGION 5 | TBBM MALANG | C | NEW | 1303-FM15-GV03/00 | 1303-FM15-GV03/00 | 1303-FM15-GV03/00 | OK | FM15-GV03 |  | N |  | 01 |  | GATE VALVE INLET PROD 3 FLOW METER NO.15 | SF_VALVE | GROES: 4IN-150PSI; IWERK: 1303; INGRP: 049; GEWRK: 1303-LJP; WERGW: 1303; RBNR: 7304; SWERK: 1303; STORT: F303-PPP; BEBER: F01; ABCKZ: T; BUKRS: 2222; KOSTL: 2222I55221; PROID: D43/XX/B6-1303/RT1/PPP; TPLNR: 1303 -FSU /PIPE FS UNLOADING |  |  | FM15-GV03 |  |  | GLT | GATE,ASTM A216 WCB |  |  | IN
842 | UPDATE-1 | REGION 5 | TBBM MALANG | C | 1303-FM16-GVI1/00 | 1303-FM16-GV01/00 | 1303-FM16-GV01/00 | 1303-FM16-GV01/00 | OK | FM16-GV01 |  | N |  | 01 |  | GATE VALVE INLET PROD 1 FLOW METER NO.16 | SF_VALVE | GROES: 4IN-150PSI; IWERK: 1303; INGRP: 049; GEWRK: 1303-LJP; WERGW: 1303; RBNR: 7304; SWERK: 1303; STORT: F303-PPP; BEBER: F01; ABCKZ: T; BUKRS: 2222; KOSTL: 2222I55221; PROID: D43/XX/B6-1303/RT1/PPP; TPLNR: 1303 -FSU /PIPE FS UNLOADING |  |  | FM16-GV01 |  |  | CRANE | GATE,ASTM A216 WCB |  |  | US
843 | UPDATE-1 | REGION 5 | TBBM MALANG | C | NEW | 1303-FM16-GV02/00 | 1303-FM16-GV02/00 | 1303-FM16-GV02/00 | OK | FM16-GV02 |  | N |  | 01 |  | GATE VALVE INLET PROD 2 FLOW METER NO.16 | SF_VALVE | GROES: 4IN-150PSI; IWERK: 1303; INGRP: 049; GEWRK: 1303-LJP; WERGW: 1303; RBNR: 7304; SWERK: 1303; STORT: F303-PPP; BEBER: F01; ABCKZ: T; BUKRS: 2222; KOSTL: 2222I55221; PROID: D43/XX/B6-1303/RT1/PPP; TPLNR: 1303 -FSU /PIPE FS UNLOADING |  |  | FM16-GV02 |  |  | CRANE | GATE,ASTM A216 WCB |  |  | US
844 | UPDATE-1 | REGION 5 | TBBM MALANG | C | 1303-FM17-GVI1/00 | 1303-FM17-GV01/00 | 1303-FM17-GV01/00 | 1303-FM17-GV01/00 | OK | FM17-GV01 |  | N |  | 01 |  | GATE VALVE INLET PROD 1 FLOW METER NO.17 | SF_VALVE | GROES: 4IN-150PSI; IWERK: 1303; INGRP: 049; GEWRK: 1303-LJP; WERGW: 1303; RBNR: 7304; SWERK: 1303; STORT: F303-PPP; BEBER: F01; ABCKZ: T; BUKRS: 2222; KOSTL: 2222I55221; PROID: D43/XX/B6-1303/RT1/PPP; TPLNR: 1303 -FSU /PIPE FS UNLOADING |  |  | FM17-GV01 |  |  | KITZ | GATE,ASTM A216 WCB |  |  | JP
845 | UPDATE-1 | REGION 5 | TBBM MALANG | C | NEW | 1303-FM17-GV02/00 | 1303-FM17-GV02/00 | 1303-FM17-GV02/00 | OK | FM17-GV02 |  | N |  | 01 |  | GATE VALVE INLET PROD 2 FLOW METER NO.17 | SF_VALVE | GROES: 4IN-150PSI; IWERK: 1303; INGRP: 049; GEWRK: 1303-LJP; WERGW: 1303; RBNR: 7304; SWERK: 1303; STORT: F303-PPP; BEBER: F01; ABCKZ: T; BUKRS: 2222; KOSTL: 2222I55221; PROID: D43/XX/B6-1303/RT1/PPP; TPLNR: 1303 -FSU /PIPE FS UNLOADING |  |  | FM17-GV02 |  |  | CRANE | GATE,ASTM A216 WCB |  |  | US
846 | UPDATE-1 | REGION 5 | TBBM MALANG | C | 1303-FM18-GVI1/00 | 1303-FM18-GV01/00 | 1303-FM18-GV01/00 | 1303-FM18-GV01/00 | OK | FM18-GV01 |  | N |  | 01 |  | GATE VALVE INLET PROD 1 FLOW METER NO.18 | SF_VALVE | GROES: 4IN-150PSI; IWERK: 1303; INGRP: 049; GEWRK: 1303-LJP; WERGW: 1303; RBNR: 7304; SWERK: 1303; STORT: F303-PPP; BEBER: F01; ABCKZ: T; BUKRS: 2222; KOSTL: 2222I55221; PROID: D43/XX/B6-1303/RT1/PPP; TPLNR: 1303 -FSU /PIPE FS UNLOADING |  |  | FM18-GV01 |  |  | GLT | GATE,ASTM A216 WCB |  |  | IN
847 | UPDATE-1 | REGION 5 | TBBM MALANG | C | NEW | 1303-FM18-GV02/00 | 1303-FM18-GV02/00 | 1303-FM18-GV02/00 | OK | FM18-GV02 |  | N |  | 01 |  | GATE VALVE INLET PROD 2 FLOW METER NO.18 | SF_VALVE | GROES: 4IN-150PSI; IWERK: 1303; INGRP: 049; GEWRK: 1303-LJP; WERGW: 1303; RBNR: 7304; SWERK: 1303; STORT: F303-PPP; BEBER: F01; ABCKZ: T; BUKRS: 2222; KOSTL: 2222I55221; PROID: D43/XX/B6-1303/RT1/PPP; TPLNR: 1303 -FSU /PIPE FS UNLOADING |  |  | FM18-GV02 |  |  | GLT | GATE,ASTM A216 WCB |  |  | IN
848 | UPDATE-1 | REGION 5 | TBBM MALANG | C | 1303-FM01-GVO2/00 | 1303-FM01-GV03/00 | 1303-FM01-GV03/00 | 1303-FM01-GV03/00 | OK | FM01-GV03 |  | N |  | 01 |  | GATE VALVE OUTLET FLOW METER NO.01 | SF_VALVE | GROES: 4IN-150PSI; IWERK: 1303; INGRP: 049; GEWRK: 1303-LJP; WERGW: 1303; RBNR: 7304; SWERK: 1303; STORT: F303-PPP; BEBER: F01; ABCKZ: T; BUKRS: 2222; KOSTL: 2222I55221; PROID: D43/XX/B6-1303/RT1/PPP; TPLNR: 1303 -FSU /PIPE FS UNLOADING |  |  | FM01-GV03 |  |  | SHOWA | GATE,ASTM A216 WCB |  |  | JP
849 | UPDATE-1 | REGION 5 | TBBM MALANG | C | 1303-FM02-GVO2/00 | 1303-FM02-GV03/00 | 1303-FM02-GV03/00 | 1303-FM02-GV03/00 | OK | FM02-GV03 |  | N |  | 01 |  | GATE VALVE OUTLET FLOW METER NO.02 | SF_VALVE | GROES: 4IN-150PSI; IWERK: 1303; INGRP: 049; GEWRK: 1303-LJP; WERGW: 1303; RBNR: 7304; SWERK: 1303; STORT: F303-PPP; BEBER: F01; ABCKZ: T; BUKRS: 2222; KOSTL: 2222I55221; PROID: D43/XX/B6-1303/RT1/PPP; TPLNR: 1303 -FSU /PIPE FS UNLOADING |  |  | FM02-GV03 |  |  | KITZ | GATE,ASTM A216 WCB |  |  | JP
850 | UPDATE-1 | REGION 5 | TBBM MALANG | C | 1303-FM03-GVO2/00 | 1303-FM03-GV03/00 | 1303-FM03-GV03/00 | 1303-FM03-GV03/00 | OK | FM03-GV03 |  | N |  | 01 |  | GATE VALVE OUTLET FLOW METER NO.03 | SF_VALVE | GROES: 4IN-150PSI; IWERK: 1303; INGRP: 049; GEWRK: 1303-LJP; WERGW: 1303; RBNR: 7304; SWERK: 1303; STORT: F303-PPP; BEBER: F01; ABCKZ: T; BUKRS: 2222; KOSTL: 2222I55221; PROID: D43/XX/B6-1303/RT1/PPP; TPLNR: 1303 -FSU /PIPE FS UNLOADING |  |  | FM03-GV03 |  |  | KITZ | GATE,ASTM A216 WCB |  |  | JP
851 | UPDATE-1 | REGION 5 | TBBM MALANG | C | 1303-FM04-GVO2/00 | 1303-FM04-GV03/00 | 1303-FM04-GV03/00 | 1303-FM04-GV03/00 | OK | FM04-GV03 |  | N |  | 01 |  | GATE VALVE OUTLET FLOW METER NO.04 | SF_VALVE | GROES: 4IN-150PSI; IWERK: 1303; INGRP: 049; GEWRK: 1303-LJP; WERGW: 1303; RBNR: 7304; SWERK: 1303; STORT: F303-PPP; BEBER: F01; ABCKZ: T; BUKRS: 2222; KOSTL: 2222I55221; PROID: D43/XX/B6-1303/RT1/PPP; TPLNR: 1303 -FSU /PIPE FS UNLOADING |  |  | FM04-GV03 |  |  | KITZ | GATE,ASTM A216 WCB |  |  | JP
852 | UPDATE-1 | REGION 5 | TBBM MALANG | C | 1303-FM05-GVO2/00 | 1303-FM05-GV03/00 | 1303-FM05-GV03/00 | 1303-FM05-GV03/00 | OK | FM05-GV03 |  | N |  | 01 |  | GATE VALVE OUTLET FLOW METER NO.05 | SF_VALVE | GROES: 4IN-150PSI; IWERK: 1303; INGRP: 049; GEWRK: 1303-LJP; WERGW: 1303; RBNR: 7304; SWERK: 1303; STORT: F303-PPP; BEBER: F01; ABCKZ: T; BUKRS: 2222; KOSTL: 2222I55221; PROID: D43/XX/B6-1303/RT1/PPP; TPLNR: 1303 -FSU /PIPE FS UNLOADING |  |  | FM05-GV03 |  |  | CRANE | GATE,ASTM A216 WCB |  |  | US
853 | UPDATE-1 | REGION 5 | TBBM MALANG | C | 1303-FM06-GVO2/00 | 1303-FM06-GV03/00 | 1303-FM06-GV03/00 | 1303-FM06-GV03/00 | OK | FM06-GV03 |  | N |  | 01 |  | GATE VALVE OUTLET FLOW METER NO.06 | SF_VALVE | GROES: 4IN-150PSI; IWERK: 1303; INGRP: 049; GEWRK: 1303-LJP; WERGW: 1303; RBNR: 7304; SWERK: 1303; STORT: F303-PPP; BEBER: F01; ABCKZ: T; BUKRS: 2222; KOSTL: 2222I55221; PROID: D43/XX/B6-1303/RT1/PPP; TPLNR: 1303 -FSU /PIPE FS UNLOADING |  |  | FM06-GV03 |  |  | DIKKERS | GATE,ASTM A216 WCB |  |  | NL
854 | UPDATE-1 | REGION 5 | TBBM MALANG | C | 1303-FM07-GVO2/00 | 1303-FM07-GV04/00 | 1303-FM07-GV04/00 | 1303-FM07-GV04/00 | OK | FM07-GV04 |  | N |  | 01 |  | GATE VALVE OUTLET FLOW METER NO.07 | SF_VALVE | GROES: 4IN-150PSI; IWERK: 1303; INGRP: 049; GEWRK: 1303-LJP; WERGW: 1303; RBNR: 7304; SWERK: 1303; STORT: F303-PPP; BEBER: F01; ABCKZ: T; BUKRS: 2222; KOSTL: 2222I55221; PROID: D43/XX/B6-1303/RT1/PPP; TPLNR: 1303 -FSU /PIPE FS UNLOADING |  |  | FM07-GV04 |  |  | KITZ | GATE,ASTM A216 WCB |  |  | JP
855 | UPDATE-1 | REGION 5 | TBBM MALANG | C | 1303-FM08-GVO2/00 | 1303-FM08-GV04/00 | 1303-FM08-GV04/00 | 1303-FM08-GV04/00 | OK | FM08-GV04 |  | N |  | 01 |  | GATE VALVE OUTLET FLOW METER NO.08 | SF_VALVE | GROES: 4IN-150PSI; IWERK: 1303; INGRP: 049; GEWRK: 1303-LJP; WERGW: 1303; RBNR: 7304; SWERK: 1303; STORT: F303-PPP; BEBER: F01; ABCKZ: T; BUKRS: 2222; KOSTL: 2222I55221; PROID: D43/XX/B6-1303/RT1/PPP; TPLNR: 1303 -FSU /PIPE FS UNLOADING |  |  | FM08-GV04 |  |  | FC | GATE,ASTM A216 WCB |  |  | CN
856 | UPDATE-1 | REGION 5 | TBBM MALANG | C | 1303-FM09-GVO2/00 | 1303-FM09-GV03/00 | 1303-FM09-GV03/00 | 1303-FM09-GV03/00 | OK | FM09-GV03 |  | N |  | 01 |  | GATE VALVE OUTLET FLOW METER NO.09 | SF_VALVE | GROES: 4IN-150PSI; IWERK: 1303; INGRP: 049; GEWRK: 1303-LJP; WERGW: 1303; RBNR: 7304; SWERK: 1303; STORT: F303-PPP; BEBER: F01; ABCKZ: T; BUKRS: 2222; KOSTL: 2222I55221; PROID: D43/XX/B6-1303/RT1/PPP; TPLNR: 1303 -FSU /PIPE FS UNLOADING |  |  | FM09-GV03 |  |  | DIKKERS | GATE,ASTM A216 WCB |  |  | NL
857 | UPDATE-1 | REGION 5 | TBBM MALANG | C | 1303-FM10-GVO2/00 | 1303-FM10-GV03/00 | 1303-FM10-GV03/00 | 1303-FM10-GV03/00 | OK | FM10-GV03 |  | N |  | 01 |  | GATE VALVE OUTLET FLOW METER NO.10 | SF_VALVE | GROES: 4IN-150PSI; IWERK: 1303; INGRP: 049; GEWRK: 1303-LJP; WERGW: 1303; RBNR: 7304; SWERK: 1303; STORT: F303-PPP; BEBER: F01; ABCKZ: T; BUKRS: 2222; KOSTL: 2222I55221; PROID: D43/XX/B6-1303/RT1/PPP; TPLNR: 1303 -FSU /PIPE FS UNLOADING |  |  | FM10-GV03 |  |  | DIKKERS | GATE,ASTM A216 WCB |  |  | NL
858 | UPDATE-1 | REGION 5 | TBBM MALANG | C | 1303-FM11-GVO2/00 | 1303-FM11-GV04/00 | 1303-FM11-GV04/00 | 1303-FM11-GV04/00 | OK | FM11-GV04 |  | N |  | 01 |  | GATE VALVE OUTLET FLOW METER NO.11 | SF_VALVE | GROES: 4IN-150PSI; IWERK: 1303; INGRP: 049; GEWRK: 1303-LJP; WERGW: 1303; RBNR: 7304; SWERK: 1303; STORT: F303-PPP; BEBER: F01; ABCKZ: T; BUKRS: 2222; KOSTL: 2222I55221; PROID: D43/XX/B6-1303/RT1/PPP; TPLNR: 1303 -FSU /PIPE FS UNLOADING |  |  | FM11-GV04 |  |  | KITZ | GATE,ASTM A216 WCB |  |  | JP
859 | UPDATE-1 | REGION 5 | TBBM MALANG | C | 1303-FM12-GVO2/00 | 1303-FM12-GV03/00 | 1303-FM12-GV03/00 | 1303-FM12-GV03/00 | OK | FM12-GV03 |  | N |  | 01 |  | GATE VALVE OUTLET FLOW METER NO.12 | SF_VALVE | GROES: 4IN-150PSI; IWERK: 1303; INGRP: 049; GEWRK: 1303-LJP; WERGW: 1303; RBNR: 7304; SWERK: 1303; STORT: F303-PPP; BEBER: F01; ABCKZ: T; BUKRS: 2222; KOSTL: 2222I55221; PROID: D43/XX/B6-1303/RT1/PPP; TPLNR: 1303 -FSU /PIPE FS UNLOADING |  |  | FM12-GV03 |  |  | CRANE | GATE,ASTM A216 WCB |  |  | US
860 | UPDATE-1 | REGION 5 | TBBM MALANG | C | 1303-FM13-GVO2/00 | 1303-FM13-GV03/00 | 1303-FM13-GV03/00 | 1303-FM13-GV03/00 | OK | FM13-GV03 |  | N |  | 01 |  | GATE VALVE OUTLET FLOW METER NO.13 | SF_VALVE | GROES: 4IN-150PSI; IWERK: 1303; INGRP: 049; GEWRK: 1303-LJP; WERGW: 1303; RBNR: 7304; SWERK: 1303; STORT: F303-PPP; BEBER: F01; ABCKZ: T; BUKRS: 2222; KOSTL: 2222I55221; PROID: D43/XX/B6-1303/RT1/PPP; TPLNR: 1303 -FSU /PIPE FS UNLOADING |  |  | FM13-GV03 |  |  | ROWELL | GATE,ASTM A216 WCB |  |  | US
861 | UPDATE-1 | REGION 5 | TBBM MALANG | C | 1303-FM14-GVO2/00 | 1303-FM14-GV03/00 | 1303-FM14-GV03/00 | 1303-FM14-GV03/00 | OK | FM14-GV03 |  | N |  | 01 |  | GATE VALVE OUTLET FLOW METER NO.14 | SF_VALVE | GROES: 4IN-150PSI; IWERK: 1303; INGRP: 049; GEWRK: 1303-LJP; WERGW: 1303; RBNR: 7304; SWERK: 1303; STORT: F303-PPP; BEBER: F01; ABCKZ: T; BUKRS: 2222; KOSTL: 2222I55221; PROID: D43/XX/B6-1303/RT1/PPP; TPLNR: 1303 -FSU /PIPE FS UNLOADING |  |  | FM14-GV03 |  |  | SHOWA | GATE,ASTM A216 WCB |  |  | JP
862 | UPDATE-1 | REGION 5 | TBBM MALANG | C | 1303-FM15-GVO2/00 | 1303-FM15-GV04/00 | 1303-FM15-GV04/00 | 1303-FM15-GV04/00 | OK | FM15-GV04 |  | N |  | 01 |  | GATE VALVE OUTLET FLOW METER NO.15 | SF_VALVE | GROES: 4IN-150PSI; IWERK: 1303; INGRP: 049; GEWRK: 1303-LJP; WERGW: 1303; RBNR: 7304; SWERK: 1303; STORT: F303-PPP; BEBER: F01; ABCKZ: T; BUKRS: 2222; KOSTL: 2222I55221; PROID: D43/XX/B6-1303/RT1/PPP; TPLNR: 1303 -FSU /PIPE FS UNLOADING |  |  | FM15-GV04 |  |  | CRANE | GATE,ASTM A216 WCB |  |  | US
863 | UPDATE-1 | REGION 5 | TBBM MALANG | C | 1303-FM16-GVO2/00 | 1303-FM16-GV03/00 | 1303-FM16-GV03/00 | 1303-FM16-GV03/00 | OK | FM16-GV03 |  | N |  | 01 |  | GATE VALVE OUTLET FLOW METER NO.16 | SF_VALVE | GROES: 4IN-150PSI; IWERK: 1303; INGRP: 049; GEWRK: 1303-LJP; WERGW: 1303; RBNR: 7304; SWERK: 1303; STORT: F303-PPP; BEBER: F01; ABCKZ: T; BUKRS: 2222; KOSTL: 2222I55221; PROID: D43/XX/B6-1303/RT1/PPP; TPLNR: 1303 -FSU /PIPE FS UNLOADING |  |  | FM16-GV03 |  |  | CRANE | GATE,ASTM A216 WCB |  |  | US
864 | UPDATE-1 | REGION 5 | TBBM MALANG | C | 1303-FM17-GVO2/00 | 1303-FM17-GV03/00 | 1303-FM17-GV03/00 | 1303-FM17-GV03/00 | OK | FM17-GV03 |  | N |  | 01 |  | GATE VALVE OUTLET FLOW METER NO.17 | SF_VALVE | GROES: 4IN-150PSI; IWERK: 1303; INGRP: 049; GEWRK: 1303-LJP; WERGW: 1303; RBNR: 7304; SWERK: 1303; STORT: F303-PPP; BEBER: F01; ABCKZ: T; BUKRS: 2222; KOSTL: 2222I55221; PROID: D43/XX/B6-1303/RT1/PPP; TPLNR: 1303 -FSU /PIPE FS UNLOADING |  |  | FM17-GV03 |  |  | CRANE | GATE,ASTM A216 WCB |  |  | US
865 | UPDATE-1 | REGION 5 | TBBM MALANG | C | 1303-FM18-GVO2/00 | 1303-FM18-GV03/00 | 1303-FM18-GV03/00 | 1303-FM18-GV03/00 | OK | FM18-GV03 |  | N |  | 01 |  | GATE VALVE OUTLET FLOW METER NO.18 | SF_VALVE | GROES: 4IN-150PSI; IWERK: 1303; INGRP: 049; GEWRK: 1303-LJP; WERGW: 1303; RBNR: 7304; SWERK: 1303; STORT: F303-PPP; BEBER: F01; ABCKZ: T; BUKRS: 2222; KOSTL: 2222I55221; PROID: D43/XX/B6-1303/RT1/PPP; TPLNR: 1303 -FSU /PIPE FS UNLOADING |  |  | FM18-GV03 |  |  | DIKKERS | GATE,ASTM A216 WCB |  |  | NL
866 | UPDATE-1 | REGION 5 | TBBM MALANG | C | 1303-LB01-BL07/00 | 1303-LB01-BL07/00 | 1303-LB01-BL07/00 | 1303-LB01-BL07/00 | OK | LB01-BL07 |  | N |  | 01 |  | BOTTOM LOADING ARM NO.07 | SF_TLA | GROES: 3400 KPA; IWERK: 1303; INGRP: 049; GEWRK: 1303-LJP; WERGW: 1303; RBNR: 3801; SWERK: 1303; STORT: F303-PPP; BEBER: F01; ABCKZ: T; BUKRS: 2222; KOSTL: 2222I55221; PROID: D43/XX/B6-1303/RT1/PPP; TPLNR: 1303 -FSU /UNLOADING BAY 1 |  |  | LB01-BL07 |  |  | LIQUIP | LYNX SERIES COUPLER |  |  | AU
867 | UPDATE-1 | REGION 5 | TBBM MALANG | C | 1303-LB01-SWL07/00 | 1303-BL07-SWL07/00 | 1303-BL07-SWL07/00 | 1303-BL07-SWL07/00 | OK | BL07-SWL07 |  | K |  | 01 |  | SWIVEL JOINT,LOADING ARM,NO.07 | SF_TLA | GROES: 3400 KPA; IWERK: 1303; INGRP: 049; GEWRK: 1303-LJP; WERGW: 1303; RBNR: 4099; SWERK: 1303; STORT: F303-PPP; BEBER: F01; ABCKZ: T; BUKRS: 2222; KOSTL: 2222I55221; PROID: D43/XX/B6-1303/RT1/PPP; TPLNR: 1303 -FSU /UNLOADING BAY 1 |  |  | BL07-SWL07 |  |  | LIQUIP | LYNX SERIES COUPLER |  |  | AU
868 | UPDATE-1 | REGION 5 | TBBM MALANG | C | 1303-LB01-FL07/00 | 1303-BL07-FL07/00 | 1303-BL07-FL07/00 | 1303-BL07-FL07/00 | OK | BL07-FL07 |  | N |  | 01 |  | FLEXIBLE JOINT,LOADING ARM,NO.07 | SF_FLEXIBLE_JOINT | GROES: 3400KPA; IWERK: 1303; INGRP: 049; GEWRK: 1303-LJP; WERGW: 1303; RBNR: 4099; SWERK: 1303; STORT: F303-PPP; BEBER: F01; ABCKZ: T; BUKRS: 2222; KOSTL: 2222I55221; PROID: D43/XX/B6-1303/RT1/PPP; TPLNR: 1303 -FSU /UNLOADING BAY 1 |  |  | BL07-FL07 |  |  | LIQUIP | LYNX SERIES COUPLER |  |  | AU
869 | UPDATE-1 | REGION 5 | TBBM MALANG | C | 1303-LB01-BL12/00 | 1303-LB01-BL12/00 | 1303-LB01-BL12/00 | 1303-LB01-BL12/00 | OK | LB01-BL12 |  | N |  | 01 |  | BOTTOM LOADING ARM NO.12 | SF_TLA | GROES: 3400 KPA; IWERK: 1303; INGRP: 049; GEWRK: 1303-LJP; WERGW: 1303; RBNR: 3801; SWERK: 1303; STORT: F303-PPP; BEBER: F01; ABCKZ: T; BUKRS: 2222; KOSTL: 2222I55221; PROID: D43/XX/B6-1303/RT1/PPP; TPLNR: 1303 -FSU /UNLOADING BAY 1 |  |  | LB01-BL12 |  |  | LIQUIP | LYNX SERIES COUPLER |  |  | AU
870 | UPDATE-1 | REGION 5 | TBBM MALANG | C | 1303-LB01-SWL12/00 | 1303-BL12-SWL12/00 | 1303-BL12-SWL12/00 | 1303-BL12-SWL12/00 | OK | BL12-SWL12 |  | K |  | 01 |  | SWIVEL JOINT,LOADING ARM,NO.12 | SF_TLA | GROES: 3400 KPA; IWERK: 1303; INGRP: 049; GEWRK: 1303-LJP; WERGW: 1303; RBNR: 4099; SWERK: 1303; STORT: F303-PPP; BEBER: F01; ABCKZ: T; BUKRS: 2222; KOSTL: 2222I55221; PROID: D43/XX/B6-1303/RT1/PPP; TPLNR: 1303 -FSU /UNLOADING BAY 1 |  |  | BL12-SWL12 |  |  | LIQUIP | LYNX SERIES COUPLER |  |  | AU
871 | UPDATE-1 | REGION 5 | TBBM MALANG | C | 1303-LB01-FL01/0012/00 | 1303-BL12-FL12/00 | 1303-BL12-FL12/00 | 1303-BL12-FL12/00 | OK | BL12-FL12 |  | N |  | 01 |  | FLEXIBLE JOINT,LOADING ARM,NO.12 | SF_FLEXIBLE_JOINT | GROES: 3400KPA; IWERK: 1303; INGRP: 049; GEWRK: 1303-LJP; WERGW: 1303; RBNR: 4099; SWERK: 1303; STORT: F303-PPP; BEBER: F01; ABCKZ: T; BUKRS: 2222; KOSTL: 2222I55221; PROID: D43/XX/B6-1303/RT1/PPP; TPLNR: 1303 -FSU /UNLOADING BAY 1 |  |  | BL12-FL12 |  |  | LIQUIP | LYNX SERIES COUPLER |  |  | AU
872 | UPDATE-1 | REGION 5 | TBBM MALANG | C | 1303-LB01-BL14/00 | 1303-LB01-BL14/00 | 1303-LB01-BL14/00 | 1303-LB01-BL14/00 | OK | LB01-BL14 |  | N |  | 01 |  | BOTTOM LOADING ARM NO.14 | SF_TLA | GROES: 3400 KPA; IWERK: 1303; INGRP: 049; GEWRK: 1303-LJP; WERGW: 1303; RBNR: 3801; SWERK: 1303; STORT: F303-PPP; BEBER: F01; ABCKZ: T; BUKRS: 2222; KOSTL: 2222I55221; PROID: D43/XX/B6-1303/RT1/PPP; TPLNR: 1303 -FSU /UNLOADING BAY 1 |  |  | LB01-BL14 |  |  | LIQUIP | LYNX SERIES COUPLER |  |  | AU
873 | UPDATE-1 | REGION 5 | TBBM MALANG | C | 1303-LB01-SWL14/00 | 1303-BL14-SWL14/00 | 1303-BL14-SWL14/00 | 1303-BL14-SWL14/00 | OK | BL14-SWL14 |  | K |  | 01 |  | SWIVEL JOINT,LOADING ARM,NO.14 | SF_TLA | GROES: 3400 KPA; IWERK: 1303; INGRP: 049; GEWRK: 1303-LJP; WERGW: 1303; RBNR: 4099; SWERK: 1303; STORT: F303-PPP; BEBER: F01; ABCKZ: T; BUKRS: 2222; KOSTL: 2222I55221; PROID: D43/XX/B6-1303/RT1/PPP; TPLNR: 1303 -FSU /UNLOADING BAY 1 |  |  | BL14-SWL14 |  |  | LIQUIP | LYNX SERIES COUPLER |  |  | AU
874 | UPDATE-1 | REGION 5 | TBBM MALANG | C | 1303-LB01-FL14/00 | 1303-BL14-FL14/00 | 1303-BL14-FL14/00 | 1303-BL14-FL14/00 | OK | BL14-FL14 |  | N |  | 01 |  | FLEXIBLE JOINT,LOADING ARM,NO.14 | SF_FLEXIBLE_JOINT | GROES: 3400KPA; IWERK: 1303; INGRP: 049; GEWRK: 1303-LJP; WERGW: 1303; RBNR: 4099; SWERK: 1303; STORT: F303-PPP; BEBER: F01; ABCKZ: T; BUKRS: 2222; KOSTL: 2222I55221; PROID: D43/XX/B6-1303/RT1/PPP; TPLNR: 1303 -FSU /UNLOADING BAY 1 |  |  | BL14-FL14 |  |  | LIQUIP | LYNX SERIES COUPLER |  |  | AU
875 | UPDATE-1 | REGION 5 | TBBM MALANG | C | 1303-LB01-BL15/00 | 1303-LB01-BL15/00 | 1303-LB01-BL15/00 | 1303-LB01-BL15/00 | OK | LB01-BL15 |  | N |  | 01 |  | BOTTOM LOADING ARM NO.15 | SF_TLA | GROES: 3400 KPA; IWERK: 1303; INGRP: 049; GEWRK: 1303-LJP; WERGW: 1303; RBNR: 3801; SWERK: 1303; STORT: F303-PPP; BEBER: F01; ABCKZ: T; BUKRS: 2222; KOSTL: 2222I55221; PROID: D43/XX/B6-1303/RT1/PPP; TPLNR: 1303 -FSU /UNLOADING BAY 1 |  |  | LB01-BL15 |  |  | LIQUIP | LYNX SERIES COUPLER |  |  | AU
876 | UPDATE-1 | REGION 5 | TBBM MALANG | C | 1303-LB01-SWL15/00 | 1303-BL15-SWL15/00 | 1303-BL15-SWL15/00 | 1303-BL15-SWL15/00 | OK | BL15-SWL15 |  | K |  | 01 |  | SWIVEL JOINT,LOADING ARM,NO.15 | SF_TLA | GROES: 3400 KPA; IWERK: 1303; INGRP: 049; GEWRK: 1303-LJP; WERGW: 1303; RBNR: 4099; SWERK: 1303; STORT: F303-PPP; BEBER: F01; ABCKZ: T; BUKRS: 2222; KOSTL: 2222I55221; PROID: D43/XX/B6-1303/RT1/PPP; TPLNR: 1303 -FSU /UNLOADING BAY 1 |  |  | BL15-SWL15 |  |  | LIQUIP | LYNX SERIES COUPLER |  |  | AU
877 | UPDATE-1 | REGION 5 | TBBM MALANG | C | 1303-LB01-FL15/00 | 1303-BL15-FL15/00 | 1303-BL15-FL15/00 | 1303-BL15-FL15/00 | OK | BL15-FL15 |  | N |  | 01 |  | FLEXIBLE JOINT,LOADING ARM,NO.15 | SF_FLEXIBLE_JOINT | GROES: 3400KPA; IWERK: 1303; INGRP: 049; GEWRK: 1303-LJP; WERGW: 1303; RBNR: 4099; SWERK: 1303; STORT: F303-PPP; BEBER: F01; ABCKZ: T; BUKRS: 2222; KOSTL: 2222I55221; PROID: D43/XX/B6-1303/RT1/PPP; TPLNR: 1303 -FSU /UNLOADING BAY 1 |  |  | BL15-FL15 |  |  | LIQUIP | LYNX SERIES COUPLER |  |  | AU
878 | UPDATE-1 | REGION 5 | TBBM MALANG | C | 1303-LB01-ESP1/00 | 1303-LB01-ESD01/00 | 1303-LB01-ESD01/00 | 1303-LB01-ESD01/00 | OK | LB01-ESD01 | SECE | E |  | 01 | SECE | EMERGENCY SHUTDOWN BUTTON BAY 1 | SF_ELECTRICAL_SYST | GROES: 220V; IWERK: 1303; INGRP: 049; GEWRK: 1303-LJP; WERGW: 1303; RBNR: 7699; SWERK: 1303; STORT: F303-PPP; BEBER: F01; ABCKZ: V; BUKRS: 2222; KOSTL: 2222I55221; PROID: D43/XX/B6-1303/RT1/PPP; TPLNR: 1303 -FSU /UNLOADING BAY 1 |  |  | LB01-ESD01 |  |  | EEW | LA53-B1 |  |  | IN
879 | UPDATE-1 | REGION 5 | TBBM MALANG | C | 1303-LB01-ESP0/00 | 1303-LB01-ESD06/00 | 1303-LB01-ESD06/00 | 1303-LB01-ESD06/00 | OK | LB01-ESD06 | SECE | E |  | 01 | SECE | EMERGENCY SHUTDOWN BUTTON (OPERATOR) | SF_ELECTRICAL_SYST | GROES: 220V; IWERK: 1303; INGRP: 049; GEWRK: 1303-LJP; WERGW: 1303; RBNR: 7699; SWERK: 1303; STORT: F303-PPP; BEBER: F01; ABCKZ: V; BUKRS: 2222; KOSTL: 2222I55221; PROID: D43/XX/B6-1303/RT1/PPP; TPLNR: 1303 -FSU /UNLOADING BAY 1 |  |  | LB01-ESD06 |  |  | EEW | LA53-B1 |  |  | IN
880 | UPDATE-1 | REGION 5 | TBBM MALANG | C | 1303-LB02-BL08/00 | 1303-LB02-BL08/00 | 1303-LB02-BL08/00 | 1303-LB02-BL08/00 | OK | LB02-BL08 |  | N |  | 01 |  | BOTTOM LOADING ARM NO.08 | SF_TLA | GROES: 3400 KPA; IWERK: 1303; INGRP: 049; GEWRK: 1303-LJP; WERGW: 1303; RBNR: 3801; SWERK: 1303; STORT: F303-PPP; BEBER: F01; ABCKZ: T; BUKRS: 2222; KOSTL: 2222I55221; PROID: D43/XX/B6-1303/RT1/PPP; TPLNR: 1303 -FSU /UNLOADING BAY 2 |  |  | LB02-BL08 |  |  | LIQUIP | LYNX SERIES COUPLER |  |  | AU
881 | UPDATE-1 | REGION 5 | TBBM MALANG | C | 1303-LB02-SWL08/00 | 1303-BL08-SWL08/00 | 1303-BL08-SWL08/00 | 1303-BL08-SWL08/00 | OK | BL08-SWL08 |  | K |  | 01 |  | SWIVEL JOINT,LOADING ARM,NO.08 | SF_TLA | GROES: 3400 KPA; IWERK: 1303; INGRP: 049; GEWRK: 1303-LJP; WERGW: 1303; RBNR: 4099; SWERK: 1303; STORT: F303-PPP; BEBER: F01; ABCKZ: T; BUKRS: 2222; KOSTL: 2222I55221; PROID: D43/XX/B6-1303/RT1/PPP; TPLNR: 1303 -FSU /UNLOADING BAY 2 |  |  | BL08-SWL08 |  |  | LIQUIP | LYNX SERIES COUPLER |  |  | AU
882 | UPDATE-1 | REGION 5 | TBBM MALANG | C | 1303-LB02-FL08/00 | 1303-BL08-FL08/00 | 1303-BL08-FL08/00 | 1303-BL08-FL08/00 | OK | BL08-FL08 |  | N |  | 01 |  | FLEXIBLE JOINT,LOADING ARM,NO.08 | SF_FLEXIBLE_JOINT | GROES: 3400KPA; IWERK: 1303; INGRP: 049; GEWRK: 1303-LJP; WERGW: 1303; RBNR: 4099; SWERK: 1303; STORT: F303-PPP; BEBER: F01; ABCKZ: T; BUKRS: 2222; KOSTL: 2222I55221; PROID: D43/XX/B6-1303/RT1/PPP; TPLNR: 1303 -FSU /UNLOADING BAY 2 |  |  | BL08-FL08 |  |  | LIQUIP | LYNX SERIES COUPLER |  |  | AU
883 | UPDATE-1 | REGION 5 | TBBM MALANG | C | 1303-LB02-BL13/00 | 1303-LB02-BL13/00 | 1303-LB02-BL13/00 | 1303-LB02-BL13/00 | OK | LB02-BL13 |  | N |  | 01 |  | BOTTOM LOADING ARM NO.13 | SF_TLA | GROES: 3400 KPA; IWERK: 1303; INGRP: 049; GEWRK: 1303-LJP; WERGW: 1303; RBNR: 3801; SWERK: 1303; STORT: F303-PPP; BEBER: F01; ABCKZ: T; BUKRS: 2222; KOSTL: 2222I55221; PROID: D43/XX/B6-1303/RT1/PPP; TPLNR: 1303 -FSU /UNLOADING BAY 2 |  |  | LB02-BL13 |  |  | LIQUIP | LYNX SERIES COUPLER |  |  | AU
884 | UPDATE-1 | REGION 5 | TBBM MALANG | C | 1303-LB02-SWL13/00 | 1303-BL13-SWL13/00 | 1303-BL13-SWL13/00 | 1303-BL13-SWL13/00 | OK | BL13-SWL13 |  | K |  | 01 |  | SWIVEL JOINT,LOADING ARM,NO.13 | SF_TLA | GROES: 3400 KPA; IWERK: 1303; INGRP: 049; GEWRK: 1303-LJP; WERGW: 1303; RBNR: 4099; SWERK: 1303; STORT: F303-PPP; BEBER: F01; ABCKZ: T; BUKRS: 2222; KOSTL: 2222I55221; PROID: D43/XX/B6-1303/RT1/PPP; TPLNR: 1303 -FSU /UNLOADING BAY 2 |  |  | BL13-SWL13 |  |  | LIQUIP | LYNX SERIES COUPLER |  |  | AU
885 | UPDATE-1 | REGION 5 | TBBM MALANG | C | 1303-LB02-FL13/00 | 1303-BL13-FL13/00 | 1303-BL13-FL13/00 | 1303-BL13-FL13/00 | OK | BL13-FL13 |  | N |  | 01 |  | FLEXIBLE JOINT,LOADING ARM,NO.13 | SF_FLEXIBLE_JOINT | GROES: 3400KPA; IWERK: 1303; INGRP: 049; GEWRK: 1303-LJP; WERGW: 1303; RBNR: 4099; SWERK: 1303; STORT: F303-PPP; BEBER: F01; ABCKZ: T; BUKRS: 2222; KOSTL: 2222I55221; PROID: D43/XX/B6-1303/RT1/PPP; TPLNR: 1303 -FSU /UNLOADING BAY 2 |  |  | BL13-FL13 |  |  | LIQUIP | LYNX SERIES COUPLER |  |  | AU
886 | UPDATE-1 | REGION 5 | TBBM MALANG | C | 1303-LB02-BL18/00 | 1303-LB02-BL18/00 | 1303-LB02-BL18/00 | 1303-LB02-BL18/00 | OK | LB02-BL18 |  | N |  | 01 |  | BOTTOM LOADING ARM NO.18 | SF_TLA | GROES: 3400 KPA; IWERK: 1303; INGRP: 049; GEWRK: 1303-LJP; WERGW: 1303; RBNR: 3801; SWERK: 1303; STORT: F303-PPP; BEBER: F01; ABCKZ: T; BUKRS: 2222; KOSTL: 2222I55221; PROID: D43/XX/B6-1303/RT1/PPP; TPLNR: 1303 -FSU /UNLOADING BAY 2 |  |  | LB02-BL18 |  |  | LIQUIP | LYNX SERIES COUPLER |  |  | AU
887 | UPDATE-1 | REGION 5 | TBBM MALANG | C | 1303-LB02-SWL18/00 | 1303-BL18-SWL18/00 | 1303-BL18-SWL18/00 | 1303-BL18-SWL18/00 | OK | BL18-SWL18 |  | K |  | 01 |  | SWIVEL JOINT,LOADING ARM,NO.18 | SF_TLA | GROES: 3400 KPA; IWERK: 1303; INGRP: 049; GEWRK: 1303-LJP; WERGW: 1303; RBNR: 4099; SWERK: 1303; STORT: F303-PPP; BEBER: F01; ABCKZ: T; BUKRS: 2222; KOSTL: 2222I55221; PROID: D43/XX/B6-1303/RT1/PPP; TPLNR: 1303 -FSU /UNLOADING BAY 2 |  |  | BL18-SWL18 |  |  | LIQUIP | LYNX SERIES COUPLER |  |  | AU
888 | UPDATE-1 | REGION 5 | TBBM MALANG | C | 1303-LB02-FL18/00 | 1303-BL18-FL18/00 | 1303-BL18-FL18/00 | 1303-BL18-FL18/00 | OK | BL18-FL18 |  | N |  | 01 |  | FLEXIBLE JOINT,LOADING ARM,NO.18 | SF_FLEXIBLE_JOINT | GROES: 3400KPA; IWERK: 1303; INGRP: 049; GEWRK: 1303-LJP; WERGW: 1303; RBNR: 4099; SWERK: 1303; STORT: F303-PPP; BEBER: F01; ABCKZ: T; BUKRS: 2222; KOSTL: 2222I55221; PROID: D43/XX/B6-1303/RT1/PPP; TPLNR: 1303 -FSU /UNLOADING BAY 2 |  |  | BL18-FL18 |  |  | LIQUIP | LYNX SERIES COUPLER |  |  | AU
889 | UPDATE-1 | REGION 5 | TBBM MALANG | C | 1303-LB01-ESP2/00 | 1303-LB01-ESD02/00 | 1303-LB01-ESD02/00 | 1303-LB01-ESD02/00 | OK | LB01-ESD02 | SECE | E |  | 01 | SECE | EMERGENCY SHUTDOWN BUTTON BAY 2 | SF_ELECTRICAL_SYST | GROES: 220V; IWERK: 1303; INGRP: 049; GEWRK: 1303-LJP; WERGW: 1303; RBNR: 7699; SWERK: 1303; STORT: F303-PPP; BEBER: F01; ABCKZ: V; BUKRS: 2222; KOSTL: 2222I55221; PROID: D43/XX/B6-1303/RT1/PPP; TPLNR: 1303 -FSU /UNLOADING BAY 2 |  |  | LB01-ESD02 |  |  | EEW | LA53-B1 |  |  | IN
890 | UPDATE-1 | REGION 5 | TBBM MALANG | C | 1303-LB03-BL02/00 | 1303-LB03-BL02/00 | 1303-LB03-BL02/00 | 1303-LB03-BL02/00 | OK | LB03-BL02 |  | N |  | 01 |  | BOTTOM LOADING ARM NO.02 | SF_TLA | GROES: 3400 KPA; IWERK: 1303; INGRP: 049; GEWRK: 1303-LJP; WERGW: 1303; RBNR: 3801; SWERK: 1303; STORT: F303-PPP; BEBER: F01; ABCKZ: T; BUKRS: 2222; KOSTL: 2222I55221; PROID: D43/XX/B6-1303/RT1/PPP; TPLNR: 1303 -FSU /UNLOADING BAY 3 |  |  | LB03-BL02 |  |  | LIQUIP | LYNX SERIES COUPLER |  |  | AU
891 | UPDATE-1 | REGION 5 | TBBM MALANG | C | 1303-LB03-SWL02/00 | 1303-BL02-SWL02/00 | 1303-BL02-SWL02/00 | 1303-BL02-SWL02/00 | OK | BL02-SWL02 |  | K |  | 01 |  | SWIVEL JOINT,LOADING ARM,NO.02 | SF_TLA | GROES: 3400 KPA; IWERK: 1303; INGRP: 049; GEWRK: 1303-LJP; WERGW: 1303; RBNR: 4099; SWERK: 1303; STORT: F303-PPP; BEBER: F01; ABCKZ: T; BUKRS: 2222; KOSTL: 2222I55221; PROID: D43/XX/B6-1303/RT1/PPP; TPLNR: 1303 -FSU /UNLOADING BAY 3 |  |  | BL02-SWL02 |  |  | LIQUIP | LYNX SERIES COUPLER |  |  | AU
892 | UPDATE-1 | REGION 5 | TBBM MALANG | C | 1303-LB03-FL02/00 | 1303-BL02-FL02/00 | 1303-BL02-FL02/00 | 1303-BL02-FL02/00 | OK | BL02-FL02 |  | N |  | 01 |  | FLEXIBLE JOINT,LOADING ARM,NO.02 | SF_FLEXIBLE_JOINT | GROES: 3400KPA; IWERK: 1303; INGRP: 049; GEWRK: 1303-LJP; WERGW: 1303; RBNR: 4099; SWERK: 1303; STORT: F303-PPP; BEBER: F01; ABCKZ: T; BUKRS: 2222; KOSTL: 2222I55221; PROID: D43/XX/B6-1303/RT1/PPP; TPLNR: 1303 -FSU /UNLOADING BAY 3 |  |  | BL02-FL02 |  |  | LIQUIP | LYNX SERIES COUPLER |  |  | AU
893 | UPDATE-1 | REGION 5 | TBBM MALANG | D to C | 1303-LB03-BL09/00 | 1303-LB03-BL09/00 | 1303-LB03-BL09/00 | 1303-LB04-BL09/00 | GANTI TAG NO,FL | LB04-BL09 |  | N |  | 01 |  | BOTTOM LOADING ARM NO.09 | SF_TLA | GROES: 3400 KPA; IWERK: 1303; INGRP: 049; GEWRK: 1303-LJP; WERGW: 1303; RBNR: 3801; SWERK: 1303; STORT: F303-PPP; BEBER: F01; ABCKZ: T; BUKRS: 2222; KOSTL: 2222I55221; PROID: D43/XX/B6-1303/RT1/PPP; TPLNR: 1303 -FSU /UNLOADING BAY 4 |  |  | LB04-BL09 |  |  | LIQUIP | LYNX SERIES COUPLER |  |  | AU
894 | UPDATE-1 | REGION 5 | TBBM MALANG | U | 1303-LB03-SWL09/00 | 1303-BL09-SWL09/00 | 1303-BL09-SWL09/00 | 1303-BL09-SWL09/00 | GANTI FL | BL09-SWL09 |  | K |  | 01 |  | SWIVEL JOINT,LOADING ARM,NO.09 | SF_TLA | GROES: 3400 KPA; IWERK: 1303; INGRP: 049; GEWRK: 1303-LJP; WERGW: 1303; RBNR: 4099; SWERK: 1303; STORT: F303-PPP; BEBER: F01; ABCKZ: T; BUKRS: 2222; KOSTL: 2222I55221; PROID: D43/XX/B6-1303/RT1/PPP; TPLNR: 1303 -FSU /UNLOADING BAY 4 |  |  | BL09-SWL09 |  |  | LIQUIP | LYNX SERIES COUPLER |  |  | AU
895 | UPDATE-1 | REGION 5 | TBBM MALANG | U | 1303-LB03-FL01/0009/00 | 1303-BL09-FL09/00 | 1303-BL09-FL09/00 | 1303-BL09-FL09/00 | GANTI FL | BL09-FL09 |  | N |  | 01 |  | FLEXIBLE JOINT,LOADING ARM,NO.09 | SF_FLEXIBLE_JOINT | GROES: 3400KPA; IWERK: 1303; INGRP: 049; GEWRK: 1303-LJP; WERGW: 1303; RBNR: 4099; SWERK: 1303; STORT: F303-PPP; BEBER: F01; ABCKZ: T; BUKRS: 2222; KOSTL: 2222I55221; PROID: D43/XX/B6-1303/RT1/PPP; TPLNR: 1303 -FSU /UNLOADING BAY 4 |  |  | BL09-FL09 |  |  | LIQUIP | LYNX SERIES COUPLER |  |  | AU
896 | UPDATE-1 | REGION 5 | TBBM MALANG | C | 1303-LB03-BL16/00 | 1303-LB03-BL16/00 | 1303-LB03-BL16/00 | 1303-LB03-BL16/00 | OK | LB03-BL16 |  | N |  | 01 |  | BOTTOM LOADING ARM NO.16 | SF_TLA | GROES: 3400 KPA; IWERK: 1303; INGRP: 049; GEWRK: 1303-LJP; WERGW: 1303; RBNR: 3801; SWERK: 1303; STORT: F303-PPP; BEBER: F01; ABCKZ: T; BUKRS: 2222; KOSTL: 2222I55221; PROID: D43/XX/B6-1303/RT1/PPP; TPLNR: 1303 -FSU /UNLOADING BAY 3 |  |  | LB03-BL16 |  |  | LIQUIP | LYNX SERIES COUPLER |  |  | AU
897 | UPDATE-1 | REGION 5 | TBBM MALANG | C | 1303-LB03-SWL16/00 | 1303-BL16-SWL16/00 | 1303-BL16-SWL16/00 | 1303-BL16-SWL16/00 | OK | BL16-SWL16 |  | K |  | 01 |  | SWIVEL JOINT,LOADING ARM,NO.16 | SF_TLA | GROES: 3400 KPA; IWERK: 1303; INGRP: 049; GEWRK: 1303-LJP; WERGW: 1303; RBNR: 4099; SWERK: 1303; STORT: F303-PPP; BEBER: F01; ABCKZ: T; BUKRS: 2222; KOSTL: 2222I55221; PROID: D43/XX/B6-1303/RT1/PPP; TPLNR: 1303 -FSU /UNLOADING BAY 3 |  |  | BL16-SWL16 |  |  | LIQUIP | LYNX SERIES COUPLER |  |  | AU
898 | UPDATE-1 | REGION 5 | TBBM MALANG | C | 1303-LB03-FL16/00 | 1303-BL16-FL16/00 | 1303-BL16-FL16/00 | 1303-BL16-FL16/00 | OK | BL16-FL16 |  | N |  | 01 |  | FLEXIBLE JOINT,LOADING ARM,NO.16 | SF_FLEXIBLE_JOINT | GROES: 3400KPA; IWERK: 1303; INGRP: 049; GEWRK: 1303-LJP; WERGW: 1303; RBNR: 4099; SWERK: 1303; STORT: F303-PPP; BEBER: F01; ABCKZ: T; BUKRS: 2222; KOSTL: 2222I55221; PROID: D43/XX/B6-1303/RT1/PPP; TPLNR: 1303 -FSU /UNLOADING BAY 3 |  |  | BL16-FL16 |  |  | LIQUIP | LYNX SERIES COUPLER |  |  | AU
899 | UPDATE-1 | REGION 5 | TBBM MALANG | C | 1303-LB03-BL17/00 | 1303-LB03-BL17/00 | 1303-LB03-BL17/00 | 1303-LB03-BL17/00 | OK | LB03-BL17 |  | N |  | 01 |  | BOTTOM LOADING ARM NO.17 | SF_TLA | GROES: 3400 KPA; IWERK: 1303; INGRP: 049; GEWRK: 1303-LJP; WERGW: 1303; RBNR: 3801; SWERK: 1303; STORT: F303-PPP; BEBER: F01; ABCKZ: T; BUKRS: 2222; KOSTL: 2222I55221; PROID: D43/XX/B6-1303/RT1/PPP; TPLNR: 1303 -FSU /UNLOADING BAY 3 |  |  | LB03-BL17 |  |  | LIQUIP | LYNX SERIES COUPLER |  |  | AU
900 | UPDATE-1 | REGION 5 | TBBM MALANG | C | 1303-LB03-SWL17/00 | 1303-BL16-SWL17/00 | 1303-BL16-SWL17/00 | 1303-BL16-SWL17/00 | OK | BL16-SWL17 |  | K |  | 01 |  | SWIVEL JOINT,LOADING ARM,NO.17 | SF_TLA | GROES: 3400 KPA; IWERK: 1303; INGRP: 049; GEWRK: 1303-LJP; WERGW: 1303; RBNR: 4099; SWERK: 1303; STORT: F303-PPP; BEBER: F01; ABCKZ: T; BUKRS: 2222; KOSTL: 2222I55221; PROID: D43/XX/B6-1303/RT1/PPP; TPLNR: 1303 -FSU /UNLOADING BAY 3 |  |  | BL16-SWL17 |  |  | LIQUIP | LYNX SERIES COUPLER |  |  | AU
901 | UPDATE-1 | REGION 5 | TBBM MALANG | C | 1303-LB03-FL17/00 | 1303-BL16-FL17/00 | 1303-BL16-FL17/00 | 1303-BL16-FL17/00 | OK | BL16-FL17 |  | N |  | 01 |  | FLEXIBLE JOINT,LOADING ARM,NO.17 | SF_FLEXIBLE_JOINT | GROES: 3400KPA; IWERK: 1303; INGRP: 049; GEWRK: 1303-LJP; WERGW: 1303; RBNR: 4099; SWERK: 1303; STORT: F303-PPP; BEBER: F01; ABCKZ: T; BUKRS: 2222; KOSTL: 2222I55221; PROID: D43/XX/B6-1303/RT1/PPP; TPLNR: 1303 -FSU /UNLOADING BAY 3 |  |  | BL16-FL17 |  |  | LIQUIP | LYNX SERIES COUPLER |  |  | AU
902 | UPDATE-1 | REGION 5 | TBBM MALANG | C | 1303-LB01-ESP3/00 | 1303-LB01-ESD03/00 | 1303-LB01-ESD03/00 | 1303-LB01-ESD03/00 | OK | LB01-ESD03 | SECE | E |  | 01 | SECE | EMERGENCY SHUTDOWN BUTTON BAY 3 | SF_ELECTRICAL_SYST | GROES: 220V; IWERK: 1303; INGRP: 049; GEWRK: 1303-LJP; WERGW: 1303; RBNR: 7699; SWERK: 1303; STORT: F303-PPP; BEBER: F01; ABCKZ: V; BUKRS: 2222; KOSTL: 2222I55221; PROID: D43/XX/B6-1303/RT1/PPP; TPLNR: 1303 -FSU /UNLOADING BAY 3 |  |  | LB01-ESD03 |  |  | EEW | LA53-B1 |  |  | IN
903 | UPDATE-1 | REGION 5 | TBBM MALANG | D to C | 1303-LB04-BL03/00 | 1303-LB04-BL03/00 | 1303-LB04-BL03/00 | 1303-LB03-BL03/00 | GANTI TAG NO,FL | LB03-BL03 |  | N |  | 01 |  | BOTTOM LOADING ARM NO.03 | SF_TLA | GROES: 3400 KPA; IWERK: 1303; INGRP: 049; GEWRK: 1303-LJP; WERGW: 1303; RBNR: 3801; SWERK: 1303; STORT: F303-PPP; BEBER: F01; ABCKZ: T; BUKRS: 2222; KOSTL: 2222I55221; PROID: D43/XX/B6-1303/RT1/PPP; TPLNR: 1303 -FSU /UNLOADING BAY 3 |  |  | LB03-BL03 |  |  | LIQUIP | LYNX SERIES COUPLER |  |  | AU
904 | UPDATE-1 | REGION 5 | TBBM MALANG | C | 1303-LB04-SWL03/00 | 1303-BL03-SWL03/00 | 1303-BL03-SWL03/00 | 1303-BL03-SWL03/00 | OK | BL03-SWL03 |  | K |  | 01 |  | SWIVEL JOINT,LOADING ARM,NO.03 | SF_TLA | GROES: 3400 KPA; IWERK: 1303; INGRP: 049; GEWRK: 1303-LJP; WERGW: 1303; RBNR: 4099; SWERK: 1303; STORT: F303-PPP; BEBER: F01; ABCKZ: T; BUKRS: 2222; KOSTL: 2222I55221; PROID: D43/XX/B6-1303/RT1/PPP; TPLNR: 1303 -FSU /UNLOADING BAY 4 |  |  | BL03-SWL03 |  |  | LIQUIP | LYNX SERIES COUPLER |  |  | AU
905 | UPDATE-1 | REGION 5 | TBBM MALANG | C | 1303-LB04-FL03/00 | 1303-BL03-FL03/00 | 1303-BL03-FL03/00 | 1303-BL03-FL03/00 | OK | BL03-FL03 |  | N |  | 01 |  | FLEXIBLE JOINT,LOADING ARM,NO.03 | SF_FLEXIBLE_JOINT | GROES: 3400KPA; IWERK: 1303; INGRP: 049; GEWRK: 1303-LJP; WERGW: 1303; RBNR: 4099; SWERK: 1303; STORT: F303-PPP; BEBER: F01; ABCKZ: T; BUKRS: 2222; KOSTL: 2222I55221; PROID: D43/XX/B6-1303/RT1/PPP; TPLNR: 1303 -FSU /UNLOADING BAY 4 |  |  | BL03-FL03 |  |  | LIQUIP | LYNX SERIES COUPLER |  |  | AU
906 | UPDATE-1 | REGION 5 | TBBM MALANG | C | 1303-LB04-BL05/00 | 1303-LB04-BL05/00 | 1303-LB04-BL05/00 | 1303-LB04-BL05/00 | OK | LB04-BL05 |  | N |  | 01 |  | BOTTOM LOADING ARM NO.05 | SF_TLA | GROES: 3400 KPA; IWERK: 1303; INGRP: 049; GEWRK: 1303-LJP; WERGW: 1303; RBNR: 3801; SWERK: 1303; STORT: F303-PPP; BEBER: F01; ABCKZ: T; BUKRS: 2222; KOSTL: 2222I55221; PROID: D43/XX/B6-1303/RT1/PPP; TPLNR: 1303 -FSU /UNLOADING BAY 4 |  |  | LB04-BL05 |  |  | LIQUIP | LYNX SERIES COUPLER |  |  | AU
907 | UPDATE-1 | REGION 5 | TBBM MALANG | C | 1303-LB04-SWL05/00 | 1303-BL05-SWL05/00 | 1303-BL05-SWL05/00 | 1303-BL05-SWL05/00 | OK | BL05-SWL05 |  | K |  | 01 |  | SWIVEL JOINT,LOADING ARM,NO.05 | SF_TLA | GROES: 3400 KPA; IWERK: 1303; INGRP: 049; GEWRK: 1303-LJP; WERGW: 1303; RBNR: 4099; SWERK: 1303; STORT: F303-PPP; BEBER: F01; ABCKZ: T; BUKRS: 2222; KOSTL: 2222I55221; PROID: D43/XX/B6-1303/RT1/PPP; TPLNR: 1303 -FSU /UNLOADING BAY 4 |  |  | BL05-SWL05 |  |  | LIQUIP | LYNX SERIES COUPLER |  |  | AU
908 | UPDATE-1 | REGION 5 | TBBM MALANG | C | 1303-LB04-FL01/0005/00 | 1303-BL05-FL05/00 | 1303-BL05-FL05/00 | 1303-BL05-FL05/00 | OK | BL05-FL05 |  | N |  | 01 |  | FLEXIBLE JOINT,LOADING ARM,NO.05 | SF_FLEXIBLE_JOINT | GROES: 3400KPA; IWERK: 1303; INGRP: 049; GEWRK: 1303-LJP; WERGW: 1303; RBNR: 4099; SWERK: 1303; STORT: F303-PPP; BEBER: F01; ABCKZ: T; BUKRS: 2222; KOSTL: 2222I55221; PROID: D43/XX/B6-1303/RT1/PPP; TPLNR: 1303 -FSU /UNLOADING BAY 4 |  |  | BL05-FL05 |  |  | LIQUIP | LYNX SERIES COUPLER |  |  | AU
909 | UPDATE-1 | REGION 5 | TBBM MALANG | C | 1303-LB04-BL06/00 | 1303-LB04-BL06/00 | 1303-LB04-BL06/00 | 1303-LB04-BL06/00 | OK | LB04-BL06 |  | N |  | 01 |  | BOTTOM LOADING ARM NO.06 | SF_TLA | GROES: 3400 KPA; IWERK: 1303; INGRP: 049; GEWRK: 1303-LJP; WERGW: 1303; RBNR: 3801; SWERK: 1303; STORT: F303-PPP; BEBER: F01; ABCKZ: T; BUKRS: 2222; KOSTL: 2222I55221; PROID: D43/XX/B6-1303/RT1/PPP; TPLNR: 1303 -FSU /UNLOADING BAY 4 |  |  | LB04-BL06 |  |  | LIQUIP | LYNX SERIES COUPLER |  |  | AU
910 | UPDATE-1 | REGION 5 | TBBM MALANG | C | 1303-LB04-SWL06/00 | 1303-BL06-SWL06/00 | 1303-BL06-SWL06/00 | 1303-BL06-SWL06/00 | OK | BL06-SWL06 |  | K |  | 01 |  | SWIVEL JOINT,LOADING ARM,NO.06 | SF_TLA | GROES: 3400 KPA; IWERK: 1303; INGRP: 049; GEWRK: 1303-LJP; WERGW: 1303; RBNR: 4099; SWERK: 1303; STORT: F303-PPP; BEBER: F01; ABCKZ: T; BUKRS: 2222; KOSTL: 2222I55221; PROID: D43/XX/B6-1303/RT1/PPP; TPLNR: 1303 -FSU /UNLOADING BAY 4 |  |  | BL06-SWL06 |  |  | LIQUIP | LYNX SERIES COUPLER |  |  | AU
911 | UPDATE-1 | REGION 5 | TBBM MALANG | C | 1303-LB04-FL06/00 | 1303-BL06-FL06/00 | 1303-BL06-FL06/00 | 1303-BL06-FL06/00 | OK | BL06-FL06 |  | N |  | 01 |  | FLEXIBLE JOINT,LOADING ARM,NO.06 | SF_FLEXIBLE_JOINT | GROES: 3400KPA; IWERK: 1303; INGRP: 049; GEWRK: 1303-LJP; WERGW: 1303; RBNR: 4099; SWERK: 1303; STORT: F303-PPP; BEBER: F01; ABCKZ: T; BUKRS: 2222; KOSTL: 2222I55221; PROID: D43/XX/B6-1303/RT1/PPP; TPLNR: 1303 -FSU /UNLOADING BAY 4 |  |  | BL06-FL06 |  |  | LIQUIP | LYNX SERIES COUPLER |  |  | AU
912 | UPDATE-1 | REGION 5 | TBBM MALANG | D to C | 1303-LB04-BL11/00 | 1303-LB04-BL11/00 | 1303-LB04-BL11/00 | 1303-LB03-BL11/00 | GANTI TAG NO,FL | LB03-BL11 |  | N |  | 01 |  | BOTTOM LOADING ARM NO.11 | SF_TLA | GROES: 3400 KPA; IWERK: 1303; INGRP: 049; GEWRK: 1303-LJP; WERGW: 1303; RBNR: 3801; SWERK: 1303; STORT: F303-PPP; BEBER: F01; ABCKZ: T; BUKRS: 2222; KOSTL: 2222I55221; PROID: D43/XX/B6-1303/RT1/PPP; TPLNR: 1303 -FSU /UNLOADING BAY 3 |  |  | LB03-BL11 |  |  | LIQUIP | LYNX SERIES COUPLER |  |  | AU
913 | UPDATE-1 | REGION 5 | TBBM MALANG | U | 1303-LB04-SWL11/00 | 1303-BL11-SWL11/00 | 1303-BL11-SWL11/00 | 1303-BL11-SWL11/00 | GANTI FL | BL11-SWL11 |  | K |  | 01 |  | SWIVEL JOINT,LOADING ARM,NO.11 | SF_TLA | GROES: 3400 KPA; IWERK: 1303; INGRP: 049; GEWRK: 1303-LJP; WERGW: 1303; RBNR: 4099; SWERK: 1303; STORT: F303-PPP; BEBER: F01; ABCKZ: T; BUKRS: 2222; KOSTL: 2222I55221; PROID: D43/XX/B6-1303/RT1/PPP; TPLNR: 1303 -FSU /UNLOADING BAY 3 |  |  | BL11-SWL11 |  |  | LIQUIP | LYNX SERIES COUPLER |  |  | AU
914 | UPDATE-1 | REGION 5 | TBBM MALANG | U | 1303-LB04-FL11/00 | 1303-BL11-FL11/00 | 1303-BL11-FL11/00 | 1303-BL11-FL11/00 | GANTI FL | BL11-FL11 |  | N |  | 01 |  | FLEXIBLE JOINT,LOADING ARM,NO.11 | SF_FLEXIBLE_JOINT | GROES: 3400KPA; IWERK: 1303; INGRP: 049; GEWRK: 1303-LJP; WERGW: 1303; RBNR: 4099; SWERK: 1303; STORT: F303-PPP; BEBER: F01; ABCKZ: T; BUKRS: 2222; KOSTL: 2222I55221; PROID: D43/XX/B6-1303/RT1/PPP; TPLNR: 1303 -FSU /UNLOADING BAY 3 |  |  | BL11-FL11 |  |  | LIQUIP | LYNX SERIES COUPLER |  |  | AU
915 | UPDATE-1 | REGION 5 | TBBM MALANG | C | 1303-LB01-ESP4/00 | 1303-LB01-ESD04/00 | 1303-LB01-ESD04/00 | 1303-LB01-ESD04/00 | OK | LB01-ESD04 | SECE | E |  | 01 | SECE | EMERGENCY SHUTDOWN BUTTON BAY 4 | SF_ELECTRICAL_SYST | GROES: 220V; IWERK: 1303; INGRP: 049; GEWRK: 1303-LJP; WERGW: 1303; RBNR: 7699; SWERK: 1303; STORT: F303-PPP; BEBER: F01; ABCKZ: V; BUKRS: 2222; KOSTL: 2222I55221; PROID: D43/XX/B6-1303/RT1/PPP; TPLNR: 1303 -FSU /UNLOADING BAY 4 |  |  | LB01-ESD04 |  |  | EEW | LA53-B1 |  |  | IN
916 | UPDATE-1 | REGION 5 | TBBM MALANG | C | 1303-LB02-BL01/00 | 1303-LB05-BL01/00 | 1303-LB05-BL01/00 | 1303-LB05-BL01/00 | OK | LB05-BL01 |  | N |  | 01 |  | BOTTOM LOADING ARM NO.01 | SF_TLA | GROES: 3400 KPA; IWERK: 1303; INGRP: 049; GEWRK: 1303-LJP; WERGW: 1303; RBNR: 3801; SWERK: 1303; STORT: F303-PPP; BEBER: F01; ABCKZ: T; BUKRS: 2222; KOSTL: 2222I55221; PROID: D43/XX/B6-1303/RT1/PPP; TPLNR: 1303 -FSU /UNLOADING BAY 5 |  |  | LB05-BL01 |  |  | LIQUIP | LYNX SERIES COUPLER |  |  | AU
917 | UPDATE-1 | REGION 5 | TBBM MALANG | C | 1303-LB02-SWL01/00 | 1303-BL01-SWL01/00 | 1303-BL01-SWL01/00 | 1303-BL01-SWL01/00 | OK | BL01-SWL01 |  | K |  | 01 |  | SWIVEL JOINT,LOADING ARM,NO.01 | SF_TLA | GROES: 3400 KPA; IWERK: 1303; INGRP: 049; GEWRK: 1303-LJP; WERGW: 1303; RBNR: 4099; SWERK: 1303; STORT: F303-PPP; BEBER: F01; ABCKZ: T; BUKRS: 2222; KOSTL: 2222I55221; PROID: D43/XX/B6-1303/RT1/PPP; TPLNR: 1303 -FSU /UNLOADING BAY 5 |  |  | BL01-SWL01 |  |  | LIQUIP | LYNX SERIES COUPLER |  |  | AU
918 | UPDATE-1 | REGION 5 | TBBM MALANG | C | 1303-LB02-FL01/00 | 1303-BL01-FL01/00 | 1303-BL01-FL01/00 | 1303-BL01-FL01/00 | OK | BL01-FL01 |  | N |  | 01 |  | FLEXIBLE JOINT,LOADING ARM,NO.01 | SF_FLEXIBLE_JOINT | GROES: 3400KPA; IWERK: 1303; INGRP: 049; GEWRK: 1303-LJP; WERGW: 1303; RBNR: 4099; SWERK: 1303; STORT: F303-PPP; BEBER: F01; ABCKZ: T; BUKRS: 2222; KOSTL: 2222I55221; PROID: D43/XX/B6-1303/RT1/PPP; TPLNR: 1303 -FSU /UNLOADING BAY 5 |  |  | BL01-FL01 |  |  | LIQUIP | LYNX SERIES COUPLER |  |  | AU
919 | UPDATE-1 | REGION 5 | TBBM MALANG | C | 1303-LB02-BL04/00 | 1303-LB05-BL04/00 | 1303-LB05-BL04/00 | 1303-LB05-BL04/00 | OK | LB05-BL04 |  | N |  | 01 |  | BOTTOM LOADING ARM NO.04 | SF_TLA | GROES: 3400 KPA; IWERK: 1303; INGRP: 049; GEWRK: 1303-LJP; WERGW: 1303; RBNR: 3801; SWERK: 1303; STORT: F303-PPP; BEBER: F01; ABCKZ: T; BUKRS: 2222; KOSTL: 2222I55221; PROID: D43/XX/B6-1303/RT1/PPP; TPLNR: 1303 -FSU /UNLOADING BAY 5 |  |  | LB05-BL04 |  |  | LIQUIP | LYNX SERIES COUPLER |  |  | AU
920 | UPDATE-1 | REGION 5 | TBBM MALANG | C | 1303-LB02-SWL04/00 | 1303-BL04-SWL04/00 | 1303-BL04-SWL04/00 | 1303-BL04-SWL04/00 | OK | BL04-SWL04 |  | K |  | 01 |  | SWIVEL JOINT,LOADING ARM,NO.04 | SF_TLA | GROES: 3400 KPA; IWERK: 1303; INGRP: 049; GEWRK: 1303-LJP; WERGW: 1303; RBNR: 4099; SWERK: 1303; STORT: F303-PPP; BEBER: F01; ABCKZ: T; BUKRS: 2222; KOSTL: 2222I55221; PROID: D43/XX/B6-1303/RT1/PPP; TPLNR: 1303 -FSU /UNLOADING BAY 5 |  |  | BL04-SWL04 |  |  | LIQUIP | LYNX SERIES COUPLER |  |  | AU
921 | UPDATE-1 | REGION 5 | TBBM MALANG | C | 1303-LB02-FL04/00 | 1303-BL04-FL04/00 | 1303-BL04-FL04/00 | 1303-BL04-FL04/00 | OK | BL04-FL04 |  | N |  | 01 |  | FLEXIBLE JOINT,LOADING ARM,NO.04 | SF_FLEXIBLE_JOINT | GROES: 3400KPA; IWERK: 1303; INGRP: 049; GEWRK: 1303-LJP; WERGW: 1303; RBNR: 4099; SWERK: 1303; STORT: F303-PPP; BEBER: F01; ABCKZ: T; BUKRS: 2222; KOSTL: 2222I55221; PROID: D43/XX/B6-1303/RT1/PPP; TPLNR: 1303 -FSU /UNLOADING BAY 5 |  |  | BL04-FL04 |  |  | LIQUIP | LYNX SERIES COUPLER |  |  | AU
922 | UPDATE-1 | REGION 5 | TBBM MALANG | C | 1303-LB02-BL10/00 | 1303-LB05-BL10/00 | 1303-LB05-BL10/00 | 1303-LB05-BL10/00 | OK | LB05-BL10 |  | N |  | 01 |  | BOTTOM LOADING ARM NO.10 | SF_TLA | GROES: 3400 KPA; IWERK: 1303; INGRP: 049; GEWRK: 1303-LJP; WERGW: 1303; RBNR: 3801; SWERK: 1303; STORT: F303-PPP; BEBER: F01; ABCKZ: T; BUKRS: 2222; KOSTL: 2222I55221; PROID: D43/XX/B6-1303/RT1/PPP; TPLNR: 1303 -FSU /UNLOADING BAY 5 |  |  | LB05-BL10 |  |  | LIQUIP | LYNX SERIES COUPLER |  |  | AU
923 | UPDATE-1 | REGION 5 | TBBM MALANG | C | 1303-LB02-SWL10/00 | 1303-BL10-SWL10/00 | 1303-BL10-SWL10/00 | 1303-BL10-SWL10/00 | OK | BL10-SWL10 |  | K |  | 01 |  | SWIVEL JOINT,LOADING ARM,NO.10 | SF_TLA | GROES: 3400 KPA; IWERK: 1303; INGRP: 049; GEWRK: 1303-LJP; WERGW: 1303; RBNR: 4099; SWERK: 1303; STORT: F303-PPP; BEBER: F01; ABCKZ: T; BUKRS: 2222; KOSTL: 2222I55221; PROID: D43/XX/B6-1303/RT1/PPP; TPLNR: 1303 -FSU /UNLOADING BAY 5 |  |  | BL10-SWL10 |  |  | LIQUIP | LYNX SERIES COUPLER |  |  | AU
924 | UPDATE-1 | REGION 5 | TBBM MALANG | C | 1303-LB02-FL10/00 | 1303-BL10-FL10/00 | 1303-BL10-FL10/00 | 1303-BL10-FL10/00 | OK | BL10-FL10 |  | N |  | 01 |  | FLEXIBLE JOINT,LOADING ARM,NO.10 | SF_FLEXIBLE_JOINT | GROES: 3400KPA; IWERK: 1303; INGRP: 049; GEWRK: 1303-LJP; WERGW: 1303; RBNR: 4099; SWERK: 1303; STORT: F303-PPP; BEBER: F01; ABCKZ: T; BUKRS: 2222; KOSTL: 2222I55221; PROID: D43/XX/B6-1303/RT1/PPP; TPLNR: 1303 -FSU /UNLOADING BAY 5 |  |  | BL10-FL10 |  |  | LIQUIP | LYNX SERIES COUPLER |  |  | AU
925 | UPDATE-1 | REGION 5 | TBBM MALANG | C | 1303-LB01-ESP5/00 | 1303-LB01-ESD05/00 | 1303-LB01-ESD05/00 | 1303-LB01-ESD05/00 | OK | LB01-ESD05 | SECE | E |  | 01 | SECE | EMERGENCY SHUTDOWN BUTTON BAY 5 | SF_ELECTRICAL_SYST | GROES: 220V; IWERK: 1303; INGRP: 049; GEWRK: 1303-LJP; WERGW: 1303; RBNR: 7699; SWERK: 1303; STORT: F303-PPP; BEBER: F01; ABCKZ: V; BUKRS: 2222; KOSTL: 2222I55221; PROID: D43/XX/B6-1303/RT1/PPP; TPLNR: 1303 -FSU /UNLOADING BAY 5 |  |  | LB01-ESD05 |  |  | EEW | LA53-B1 |  |  | IN
926 | UPDATE-1 | REGION 5 | TBBM MALANG | C | 1303-FP-P01/00 | 1303-PFW-FP01/00 | 1303-PFW-FP01/00 | 1303-PFW-FP01/00 | OK | PFW-FP01 | SECE | F |  | 01 | SECE | FIRE PUMP NO.01 | SF_POMPA_PEMADAM | GROES: 1500 GPM; IWERK: 1303; INGRP: 049; GEWRK: 1303-LJP; WERGW: 1303; RBNR: 1801; SWERK: 1303; STORT: F303-LK3; BEBER: F02; ABCKZ: V; BUKRS: 2222; KOSTL: 2222I55221; PROID: D43/XX/B6-1303/RT1/LK3; TPLNR: 1303 -PFW /FIRE PUMP NO 01 |  |  | PFW-FP01 |  |  | KSB OMEGA | 049-0907115-001 |  |  | DE
927 | UPDATE-1 | REGION 5 | TBBM MALANG | C | 1303-FP-P01-DE1/00 | 1303-FP01-DE01/00 | 1303-FP01-DE01/00 | 1303-FP01-DE01/00 | OK | FP01-DE01 | SECE | F |  | 01 | SECE | ENGINE FIRE PUMP NO.01 | SF_DRIVER_PUMP | GROES: 238 BHP; IWERK: 1303; INGRP: 049; GEWRK: 1303-LJP; WERGW: 1303; RBNR: 1609; SWERK: 1303; STORT: F303-LK3; BEBER: F02; ABCKZ: V; BUKRS: 2222; KOSTL: 2222I55221; PROID: D43/XX/B6-1303/RT1/LK3; TPLNR: 1303 -PFW /FIRE PUMP NO 01 |  |  | FP01-DE01 |  |  | CLARKE | JU6HNL54 |  |  | US
928 | UPDATE-1 | REGION 5 | TBBM MALANG | C | 1303-FP-P01-CP/00 | 1303-FP01-CP01/00 | 1303-FP01-CP01/00 | 1303-FP01-CP01/00 | OK | FP01-CP01 | SECE | F |  | 01 | SECE | PANEL,FIRE PUMP NO.01 | SF_ELECTRICAL_SYST | GROES: L60XH92XW23CM; IWERK: 1303; INGRP: 049; GEWRK: 1303-LJP; WERGW: 1303; RBNR: 7711; SWERK: 1303; STORT: F303-LK3; BEBER: F02; ABCKZ: V; BUKRS: 2222; KOSTL: 2222I55221; PROID: D43/XX/B6-1303/RT1/LK3; TPLNR: 1303 -PFW /FIRE PUMP NO 01 |  |  | FP01-CP01 |  |  | TONATA | AUTOAMTIC |  |  | ID
929 | UPDATE-1 | REGION 5 | TBBM MALANG | C | 1303-FP-P01-GVI/00 | 1303-FP01-GV01/00 | 1303-FP01-GV01/00 | 1303-FP01-GV01/00 | OK | FP01-GV01 |  | N |  | 01 |  | GATE VALVE INLET FIRE PUMP NO.01 | SF_VALVE | GROES: 8IN-150PSI; IWERK: 1303; INGRP: 049; GEWRK: 1303-LJP; WERGW: 1303; RBNR: 7304; SWERK: 1303; STORT: F303-LK3; BEBER: F02; ABCKZ: T; BUKRS: 2222; KOSTL: 2222I55221; PROID: D43/XX/B6-1303/RT1/LK3; TPLNR: 1303 -PFW /FIRE PUMP NO 01 |  |  | FP01-GV01 |  |  | KITZ | GATE,ASTM A216 WCB |  |  | JP
930 | UPDATE-1 | REGION 5 | TBBM MALANG | C | 1303-FP-P01-GVO/00 | 1303-FP01-GV02/00 | 1303-FP01-GV02/00 | 1303-FP01-GV02/00 | OK | FP01-GV02 |  | N |  | 01 |  | GATE VALVE OUTLET FIRE PUMP NO.01 | SF_VALVE | GROES: 8IN-150PSI; IWERK: 1303; INGRP: 049; GEWRK: 1303-LJP; WERGW: 1303; RBNR: 7304; SWERK: 1303; STORT: F303-LK3; BEBER: F02; ABCKZ: T; BUKRS: 2222; KOSTL: 2222I55221; PROID: D43/XX/B6-1303/RT1/LK3; TPLNR: 1303 -PFW /FIRE PUMP NO 01 |  |  | FP01-GV02 |  |  | GLT | GATE,ASTM A216 WCB |  |  | IN
931 | UPDATE-1 | REGION 5 | TBBM MALANG | C | 1303-FP-P01-CV1/00 | 1303-FP01-CV01/00 | 1303-FP01-CV01/00 | 1303-FP01-CV01/00 | OK | FP01-CV01 |  | N |  | 01 |  | CHECK VLAVE FIRE PUMP NO.01 | SF_VALVE | GROES: 8IN; IWERK: 1303; INGRP: 049; GEWRK: 1303-LJP; WERGW: 1303; RBNR: 7304; SWERK: 1303; STORT: F303-LK3; BEBER: F02; ABCKZ: Y; BUKRS: 2222; KOSTL: 2222I55221; PROID: D43/XX/B6-1303/RT1/LK3; TPLNR: 1303 -PFW /FIRE PUMP NO 01 |  |  | FP01-CV01 |  |  | YONE | SWING,ASTM A216 WCB |  |  | JP
932 | UPDATE-1 | REGION 5 | TBBM MALANG | C | 1303-FP-P01-MRV/00 | 1303-FP01-PRV01/00 | 1303-FP01-PRV01/00 | 1303-FP01-PRV01/00 | OK | FP01-PRV01 | SECE | F |  | 01 | SECE | PRESS RELIEF VALVE FIRE PUMP NO.01 | SF_PRV | GROES: 6X6IN-150RF; IWERK: 1303; INGRP: 049; GEWRK: 1303-LJP; WERGW: 1303; RBNR: 3602; SWERK: 1303; STORT: F303-LK3; BEBER: F02; ABCKZ: V; BUKRS: 2222; KOSTL: 2222I55221; PROID: D43/XX/B6-1303/RT1/LK3; TPLNR: 1303 -PFW /FIRE PUMP NO 01 |  |  | FP01-PRV01 |  |  | DANFOSS FOCLA | ASTM A216 WCB |  |  | DK
933 | UPDATE-1 | REGION 5 | TBBM MALANG | C | 1303-FP-P01-PG1/00 | 1303-FP01-PG01/00 | 1303-FP01-PG01/00 | 1303-FP01-PG01/00 | OK | FP01-PG01 |  | I |  | 01 |  | VACUUM GAUGE,FIRE PUMP NO.01 | SF_INS_INDICATOR | GROES: -1 TO 3KG/CM2; IWERK: 1303; INGRP: 049; GEWRK: 1303-LJP; WERGW: 1303; RBNR: 6899; SWERK: 1303; STORT: F303-LK3; BEBER: F02; ABCKZ: T; BUKRS: 2222; KOSTL: 2222I55221; PROID: D43/XX/B6-1303/RT1/LK3; TPLNR: 1303 -PFW /FIRE PUMP NO 01 |  |  | FP01-PG01 |  |  | WIKA | ANALOG |  |  | DE
934 | UPDATE-1 | REGION 5 | TBBM MALANG | C | 1303-FP-P01-PG2/00 | 1303-FP01-PG02/00 | 1303-FP01-PG02/00 | 1303-FP01-PG02/00 | OK | FP01-PG02 |  | I |  | 01 |  | PRESSURE GAUGE,FIRE PUMP NO.01 | SF_INS_INDICATOR | GROES: 0 TO 16KG/CM2; IWERK: 1303; INGRP: 049; GEWRK: 1303-LJP; WERGW: 1303; RBNR: 6899; SWERK: 1303; STORT: F303-LK3; BEBER: F02; ABCKZ: T; BUKRS: 2222; KOSTL: 2222I55221; PROID: D43/XX/B6-1303/RT1/LK3; TPLNR: 1303 -PFW /FIRE PUMP NO 01 |  |  | FP01-PG02 |  |  | WIKA | ANALOG |  |  | DE
935 | UPDATE-1 | REGION 5 | TBBM MALANG | C | 1303-P01-FL01/00 | 1303-FP01-FL01/00 | 1303-FP01-FL01/00 | 1303-FP01-FL01/00 | OK | FP01-FL01 | SECE | N |  | 01 | SECE | FLEXIBLE JOINT SUCTION,FIRE PUMP NO.01 | SF_FLEXIBLE_JOINT | GROES: 8IN-150PSI; IWERK: 1303; INGRP: 049; GEWRK: 1303-LJP; WERGW: 1303; RBNR: 4099; SWERK: 1303; STORT: F303-LK3; BEBER: F02; ABCKZ: V; BUKRS: 2222; KOSTL: 2222I55221; PROID: D43/XX/B6-1303/RT1/LK3; TPLNR: 1303 -PFW /FIRE PUMP NO 01 |  |  | FP01-FL01 |  |  | TWINFLEX | RUBBER |  |  | GB
936 | UPDATE-1 | REGION 5 | TBBM MALANG | C | 1303-P01-FL02/00 | 1303-FP01-FL02/00 | 1303-FP01-FL02/00 | 1303-FP01-FL02/00 | OK | FP01-FL02 | SECE | N |  | 01 | SECE | FLEXIBLE JOINT DISCHARGE,FIRE PUMP NO.01 | SF_FLEXIBLE_JOINT | GROES: 8IN-150PSI; IWERK: 1303; INGRP: 049; GEWRK: 1303-LJP; WERGW: 1303; RBNR: 4099; SWERK: 1303; STORT: F303-LK3; BEBER: F02; ABCKZ: V; BUKRS: 2222; KOSTL: 2222I55221; PROID: D43/XX/B6-1303/RT1/LK3; TPLNR: 1303 -PFW /FIRE PUMP NO 01 |  |  | FP01-FL02 |  |  | TWINFLEX | RUBBER |  |  | GB
937 | UPDATE-1 | REGION 5 | TBBM MALANG | C | NEW | 1303-FP01-GND01/00 | 1303-FP01-GND01/00 | 1303-FP01-GND01/00 | OK | FP01-GND01 |  | E |  | 01 |  | GROUNDING FIRE PUMP NO.01 | SF_GROUNDING | GROES: <5OHM; IWERK: 1303; INGRP: 049; GEWRK: 1303-LJP; WERGW: 1303; RBNR: 8899; SWERK: 1303; STORT: F303-LK3; BEBER: F02; ABCKZ: V; BUKRS: 2222; KOSTL: 2222I55221; PROID: D43/XX/B6-1303/RT1/LK3; TPLNR: 1303 -PFW /FIRE PUMP NO 01 |  |  | FP01-GND01 |  |  |  | ROD |  |  | -
938 | UPDATE-1 | REGION 5 | TBBM MALANG | C | 1303-FP-P02/00 | 1303-PFW-FP02/00 | 1303-PFW-FP02/00 | 1303-PFW-FP02/00 | OK | PFW-FP02 | SECE | F |  | 01 | SECE | FIRE PUMP NO.02 | SF_POMPA_PEMADAM | GROES: 1500 GPM; IWERK: 1303; INGRP: 049; GEWRK: 1303-LJP; WERGW: 1303; RBNR: 1801; SWERK: 1303; STORT: F303-LK3; BEBER: F02; ABCKZ: V; BUKRS: 2222; KOSTL: 2222I55221; PROID: D43/XX/B6-1303/RT1/LK3; TPLNR: 1303 -PFW /FIRE PUMP NO 02 |  |  | PFW-FP02 |  |  | KSB OMEGA / PATTERSON | FP-C0132793 |  |  | DE
939 | UPDATE-1 | REGION 5 | TBBM MALANG | C | 1303-FP-P02-DE1/00 | 1303-FP02-DE01/00 | 1303-FP02-DE01/00 | 1303-FP02-DE01/00 | OK | FP02-DE01 | SECE | F |  | 01 | SECE | ENGINE FIRE PUMP NO.02 | SF_DRIVER_PUMP | GROES: 240 BHP; IWERK: 1303; INGRP: 049; GEWRK: 1303-LJP; WERGW: 1303; RBNR: 1609; SWERK: 1303; STORT: F303-LK3; BEBER: F02; ABCKZ: V; BUKRS: 2222; KOSTL: 2222I55221; PROID: D43/XX/B6-1303/RT1/LK3; TPLNR: 1303 -PFW /FIRE PUMP NO 02 |  |  | FP02-DE01 |  |  | CLARKE | JU6H-UF62 |  |  | US
940 | UPDATE-1 | REGION 5 | TBBM MALANG | C | 1303-FP-P02-CP/00 | 1303-FP02-CP01/00 | 1303-FP02-CP01/00 | 1303-FP02-CP01/00 | OK | FP02-CP01 | SECE | F |  | 01 | SECE | PANEL,FIRE PUMP NO.02 | SF_ELECTRICAL_SYST | GROES: L50XH70XW21CM; IWERK: 1303; INGRP: 049; GEWRK: 1303-LJP; WERGW: 1303; RBNR: 7711; SWERK: 1303; STORT: F303-LK3; BEBER: F02; ABCKZ: V; BUKRS: 2222; KOSTL: 2222I55221; PROID: D43/XX/B6-1303/RT1/LK3; TPLNR: 1303 -PFW /FIRE PUMP NO 02 |  |  | FP02-CP01 |  |  | TONATA | AUTOAMTIC |  |  | ID
941 | UPDATE-1 | REGION 5 | TBBM MALANG | C | 1303-FP-P02-GVI/00 | 1303-FP02-GV01/00 | 1303-FP02-GV01/00 | 1303-FP02-GV01/00 | OK | FP02-GV01 |  | N |  | 01 |  | GATE VALVE INLET FIRE PUMP NO.02 | SF_VALVE | GROES: 8IN-150PSI; IWERK: 1303; INGRP: 049; GEWRK: 1303-LJP; WERGW: 1303; RBNR: 7304; SWERK: 1303; STORT: F303-LK3; BEBER: F02; ABCKZ: T; BUKRS: 2222; KOSTL: 2222I55221; PROID: D43/XX/B6-1303/RT1/LK3; TPLNR: 1303 -PFW /FIRE PUMP NO 02 |  |  | FP02-GV01 |  |  | KITZ | GATE,ASTM A216 WCB |  |  | JP
942 | UPDATE-1 | REGION 5 | TBBM MALANG | C | 1303-FP-P02-GVO/00 | 1303-FP02-GV02/00 | 1303-FP02-GV02/00 | 1303-FP02-GV02/00 | OK | FP02-GV02 |  | N |  | 01 |  | GATE VALVE OUTLET FIRE PUMP NO.02 | SF_VALVE | GROES: 8IN-150PSI; IWERK: 1303; INGRP: 049; GEWRK: 1303-LJP; WERGW: 1303; RBNR: 7304; SWERK: 1303; STORT: F303-LK3; BEBER: F02; ABCKZ: T; BUKRS: 2222; KOSTL: 2222I55221; PROID: D43/XX/B6-1303/RT1/LK3; TPLNR: 1303 -PFW /FIRE PUMP NO 02 |  |  | FP02-GV02 |  |  | GLT | GATE,ASTM A216 WCB |  |  | IN
943 | UPDATE-1 | REGION 5 | TBBM MALANG | C | 1303-FP-P02-STR/00 | 1303-FP02-STR01/00 | 1303-FP02-STR01/00 | 1303-FP02-STR01/00 | OK | FP02-STR01 |  | N |  | 01 |  | STRAINER,FIRE PUMP NO.02 | SF_VALVE | GROES: 8IN-150PSI; IWERK: 1303; INGRP: 049; GEWRK: 1303-LJP; WERGW: 1303; RBNR: 3902; SWERK: 1303; STORT: F303-LK3; BEBER: F02; ABCKZ: T; BUKRS: 2222; KOSTL: 2222I55221; PROID: D43/XX/B6-1303/RT1/LK3; TPLNR: 1303 -PFW /FIRE PUMP NO 02 |  |  | FP02-STR01 |  |  | CRANE | ASTM A216 WCB |  |  | US
944 | UPDATE-1 | REGION 5 | TBBM MALANG | C | 1303-FP-P02-CV1/00 | 1303-FP02-CV01/00 | 1303-FP02-CV01/00 | 1303-FP02-CV01/00 | OK | FP02-CV01 |  | N |  | 01 |  | CHECK VLAVE FIRE PUMP NO.02 | SF_VALVE | GROES: 8IN; IWERK: 1303; INGRP: 049; GEWRK: 1303-LJP; WERGW: 1303; RBNR: 7304; SWERK: 1303; STORT: F303-LK3; BEBER: F02; ABCKZ: Y; BUKRS: 2222; KOSTL: 2222I55221; PROID: D43/XX/B6-1303/RT1/LK3; TPLNR: 1303 -PFW /FIRE PUMP NO 02 |  |  | FP02-CV01 |  |  | YONE | SWING,ASTM A216 WCB |  |  | JP
945 | UPDATE-1 | REGION 5 | TBBM MALANG | C | 1303-FP-P02-MRV/00 | 1303-FP02-PRV01/00 | 1303-FP02-PRV01/00 | 1303-FP02-PRV01/00 | OK | FP02-PRV01 | SECE | F |  | 01 | SECE | PRESS RELIEF VALVE FIRE PUMP NO.02 | SF_PRV | GROES: 6X6IN-150RF; IWERK: 1303; INGRP: 049; GEWRK: 1303-LJP; WERGW: 1303; RBNR: 3602; SWERK: 1303; STORT: F303-LK3; BEBER: F02; ABCKZ: V; BUKRS: 2222; KOSTL: 2222I55221; PROID: D43/XX/B6-1303/RT1/LK3; TPLNR: 1303 -PFW /FIRE PUMP NO 02 |  |  | FP02-PRV01 |  |  | CLA-VAL | ASTM A216 WCB |  |  | US
946 | UPDATE-1 | REGION 5 | TBBM MALANG | C | 1303-FP-P02-PG1/00 | 1303-FP02-PG01/00 | 1303-FP02-PG01/00 | 1303-FP02-PG01/00 | OK | FP02-PG01 |  | I |  | 01 |  | VACUUM GAUGE,FIRE PUMP NO.02 | SF_INS_INDICATOR | GROES: -1 TO 3KG/CM2; IWERK: 1303; INGRP: 049; GEWRK: 1303-LJP; WERGW: 1303; RBNR: 6899; SWERK: 1303; STORT: F303-LK3; BEBER: F02; ABCKZ: T; BUKRS: 2222; KOSTL: 2222I55221; PROID: D43/XX/B6-1303/RT1/LK3; TPLNR: 1303 -PFW /FIRE PUMP NO 02 |  |  | FP02-PG01 |  |  | WIKA | ANALOG |  |  | DE
947 | UPDATE-1 | REGION 5 | TBBM MALANG | C | 1303-FP-P02-PG2/00 | 1303-FP02-PG02/00 | 1303-FP02-PG02/00 | 1303-FP02-PG02/00 | OK | FP02-PG02 |  | I |  | 01 |  | PRESSURE GAUGE,FIRE PUMP NO.02 | SF_INS_INDICATOR | GROES: 0 TO 16KG/CM2; IWERK: 1303; INGRP: 049; GEWRK: 1303-LJP; WERGW: 1303; RBNR: 6899; SWERK: 1303; STORT: F303-LK3; BEBER: F02; ABCKZ: T; BUKRS: 2222; KOSTL: 2222I55221; PROID: D43/XX/B6-1303/RT1/LK3; TPLNR: 1303 -PFW /FIRE PUMP NO 02 |  |  | FP02-PG02 |  |  | WIKA | ANALOG |  |  | DE
948 | UPDATE-1 | REGION 5 | TBBM MALANG | C | 1303-P02-FL01/00 | 1303-FP02-FL01/00 | 1303-FP02-FL01/00 | 1303-FP02-FL01/00 | OK | FP02-FL01 | SECE | N |  | 01 | SECE | FLEXIBLE JOINT SUCTION,FIRE PUMP NO.02 | SF_FLEXIBLE_JOINT | GROES: 8IN-150PSI; IWERK: 1303; INGRP: 049; GEWRK: 1303-LJP; WERGW: 1303; RBNR: 4099; SWERK: 1303; STORT: F303-LK3; BEBER: F02; ABCKZ: V; BUKRS: 2222; KOSTL: 2222I55221; PROID: D43/XX/B6-1303/RT1/LK3; TPLNR: 1303 -PFW /FIRE PUMP NO 02 |  |  | FP02-FL01 |  |  | TWINFLEX | RUBBER |  |  | GB
949 | UPDATE-1 | REGION 5 | TBBM MALANG | C | 1303-P02-FL02/00 | 1303-FP02-FL02/00 | 1303-FP02-FL02/00 | 1303-FP02-FL02/00 | OK | FP02-FL02 | SECE | N |  | 01 | SECE | FLEXIBLE JOINT DISCHARGE,FIRE PUMP NO.02 | SF_FLEXIBLE_JOINT | GROES: 8IN-150PSI; IWERK: 1303; INGRP: 049; GEWRK: 1303-LJP; WERGW: 1303; RBNR: 4099; SWERK: 1303; STORT: F303-LK3; BEBER: F02; ABCKZ: V; BUKRS: 2222; KOSTL: 2222I55221; PROID: D43/XX/B6-1303/RT1/LK3; TPLNR: 1303 -PFW /FIRE PUMP NO 02 |  |  | FP02-FL02 |  |  | TWINFLEX | RUBBER |  |  | GB
950 | UPDATE-1 | REGION 5 | TBBM MALANG | C | NEW | 1303-FP02-GND01/00 | 1303-FP02-GND01/00 | 1303-FP02-GND01/00 | OK | FP02-GND01 |  | E |  | 01 |  | GROUNDING FIRE PUMP NO.02 | SF_GROUNDING | GROES: <5OHM; IWERK: 1303; INGRP: 049; GEWRK: 1303-LJP; WERGW: 1303; RBNR: 8899; SWERK: 1303; STORT: F303-LK3; BEBER: F02; ABCKZ: V; BUKRS: 2222; KOSTL: 2222I55221; PROID: D43/XX/B6-1303/RT1/LK3; TPLNR: 1303 -PFW /FIRE PUMP NO 02 |  |  | FP02-GND01 |  |  |  | ROD |  |  | -
951 | UPDATE-1 | REGION 5 | TBBM MALANG | C | 1303-JOP01/00 | 1303-PFW-JP01/00 | 1303-PFW-JP01/00 | 1303-PFW-JP01/00 | OK | PFW-JP01 | SECE | F |  | 01 | SECE | JOCKEY PUMP NO.01 | SF_POMPA_PEMADAM | GROES: 50HZ,4KW; IWERK: 1303; INGRP: 049; GEWRK: 1303-LJP; WERGW: 1303; RBNR: 1802; SWERK: 1303; STORT: F303-LK3; BEBER: F02; ABCKZ: V; BUKRS: 2222; KOSTL: 2222I55221; PROID: D43/XX/B6-1303/RT1/LK3; TPLNR: 1303 -PFW /JOCKEY PUMP |  |  | PFW-JP01 |  |  | GRUNFOS | GRUNFOS |  |  | DK
952 | UPDATE-1 | REGION 5 | TBBM MALANG | C | 1303-JOP01-EM/00 | 1303-JP01-EM01/00 | 1303-JP01-EM01/00 | 1303-JP01-EM01/00 | OK | JP01-EM01 | SECE | F |  | 01 | SECE | ELEKTRO MOTOR,JOCKEY PUMP | SF_DRIVER_PUMP | GROES: 4KW; IWERK: 1303; INGRP: 049; GEWRK: 1303-LJP; WERGW: 1303; RBNR: 9202; SWERK: 1303; STORT: F303-LK3; BEBER: F02; ABCKZ: V; BUKRS: 2222; KOSTL: 2222I55221; PROID: D43/XX/B6-1303/RT1/LK3; TPLNR: 1303 -PFW /JOCKEY PUMP |  |  | JP01-EM01 |  |  | GRUNFOS | GRUNFOS |  |  | DK
953 | UPDATE-1 | REGION 5 | TBBM MALANG | C | 1303-JOP01-CP/00 | 1303-JP01-CP01/00 | 1303-JP01-CP01/00 | 1303-JP01-CP01/00 | OK | JP01-CP01 | SECE | F |  | 01 | SECE | PANEL,JOCKEY PUMP | SF_ELECTRICAL_SYST | GROES: 380 VAC; IWERK: 1303; INGRP: 049; GEWRK: 1303-LJP; WERGW: 1303; RBNR: 7711; SWERK: 1303; STORT: F303-LK3; BEBER: F02; ABCKZ: V; BUKRS: 2222; KOSTL: 2222I55221; PROID: D43/XX/B6-1303/RT1/LK3; TPLNR: 1303 -PFW /JOCKEY PUMP |  |  | JP01-CP01 |  |  | EATON | 3A13902H01 |  |  | US
954 | UPDATE-1 | REGION 5 | TBBM MALANG | C | 1303-JOP01-GVI1/00 | 1303-JP01-GV01/00 | 1303-JP01-GV01/00 | 1303-JP01-GV01/00 | OK | JP01-GV01 |  | N |  | 01 |  | GATE VALVE INLET JOCKEY PUMP | SF_VALVE | GROES: 2IN-150PSI; IWERK: 1303; INGRP: 049; GEWRK: 1303-LJP; WERGW: 1303; RBNR: 7304; SWERK: 1303; STORT: F303-LK3; BEBER: F02; ABCKZ: T; BUKRS: 2222; KOSTL: 2222I55221; PROID: D43/XX/B6-1303/RT1/LK3; TPLNR: 1303 -PFW /JOCKEY PUMP |  |  | JP01-GV01 |  |  | YOKE | GATE,ASTM A216 WCB |  |  | TW
955 | UPDATE-1 | REGION 5 | TBBM MALANG | C | 1303-JOP01-GVO2/00 | 1303-JP01-GV02/00 | 1303-JP01-GV02/00 | 1303-JP01-GV02/00 | OK | JP01-GV02 |  | N |  | 01 |  | GATE VALVE OUTLET JOCKEY PUMP | SF_VALVE | GROES: 2IN-150PSI; IWERK: 1303; INGRP: 049; GEWRK: 1303-LJP; WERGW: 1303; RBNR: 7304; SWERK: 1303; STORT: F303-LK3; BEBER: F02; ABCKZ: T; BUKRS: 2222; KOSTL: 2222I55221; PROID: D43/XX/B6-1303/RT1/LK3; TPLNR: 1303 -PFW /JOCKEY PUMP |  |  | JP01-GV02 |  |  | KITZ | GATE,ASTM A216 WCB |  |  | JP
956 | UPDATE-1 | REGION 5 | TBBM MALANG | C | 1303-JOP01-CV01/00 | 1303-JP01-CV01/00 | 1303-JP01-CV01/00 | 1303-JP01-CV01/00 | OK | JP01-CV01 |  | N |  | 01 |  | CHECK VLAVE JOCKEY PUMP | SF_VALVE | GROES: 2IN-150PSI; IWERK: 1303; INGRP: 049; GEWRK: 1303-LJP; WERGW: 1303; RBNR: 7304; SWERK: 1303; STORT: F303-LK3; BEBER: F02; ABCKZ: Y; BUKRS: 2222; KOSTL: 2222I55221; PROID: D43/XX/B6-1303/RT1/LK3; TPLNR: 1303 -PFW /JOCKEY PUMP |  |  | JP01-CV01 |  |  | ONDA | SWING,ASTM A216 WCB |  |  | JP
957 | UPDATE-1 | REGION 5 | TBBM MALANG | C | 1303-JOP01-PG02/00 | 1303-JP01-PG02/00 | 1303-JP01-PG02/00 | 1303-JP01-PG02/00 | OK | JP01-PG02 |  | I |  | 01 |  | PRESS GAUGE DISCHARGE JOCKEY PUMP | SF_INS_INDICATOR | GROES: 0 TO 25KG/CM2; IWERK: 1303; INGRP: 049; GEWRK: 1303-LJP; WERGW: 1303; RBNR: 6899; SWERK: 1303; STORT: F303-LK3; BEBER: F02; ABCKZ: T; BUKRS: 2222; KOSTL: 2222I55221; PROID: D43/XX/B6-1303/RT1/LK3; TPLNR: 1303 -PFW /JOCKEY PUMP |  |  | JP01-PG02 |  |  | WIKA | ANALOG |  |  | DE
958 | UPDATE-1 | REGION 5 | TBBM MALANG | C | NEW | 1303-JP01-GND01/00 | 1303-JP01-GND01/00 | 1303-JP01-GND01/00 | OK | JP01-GND01 |  | E |  | 01 |  | GROUNDING JOCKEY PUMP | SF_GROUNDING | GROES: <5OHM; IWERK: 1303; INGRP: 049; GEWRK: 1303-LJP; WERGW: 1303; RBNR: 8899; SWERK: 1303; STORT: F303-LK3; BEBER: F02; ABCKZ: V; BUKRS: 2222; KOSTL: 2222I55221; PROID: D43/XX/B6-1303/RT1/LK3; TPLNR: 1303 -PFW /JOCKEY PUMP |  |  | JP01-GND01 |  |  |  | ROD |  |  | -
959 | UPDATE-1 | REGION 5 | TBBM MALANG | D to C | 1303-FP01-PPI1/00 | 1303-FP01-PP01/00 | 1303-FP01-PF01/00 | 1303-FP01-PF01/00 | GANTI TAG NO | FP01-PF01 | SECE | V |  | 01 | SECE | PIPING INLET FIRE PUMP NO.1 | SF_PIPA_PEMADAM | GROES: 8IN,SCH40; IWERK: 1303; INGRP: 049; GEWRK: 1303-LJP; WERGW: 1303; RBNR: 4001; SWERK: 1303; STORT: F303-LK3; BEBER: F02; ABCKZ: V; BUKRS: 2222; KOSTL: 2222I55221; PROID: D43/XX/B6-1303/RT1/LK3; TPLNR: 1303 -PFW /PIPE SYST FIRE WATER |  |  | FP01-PF01 |  |  |  | API 5L,GR B |  |  | - | [20 empty] | REVISI
960 | UPDATE-1 | REGION 5 | TBBM MALANG | D to C | 1303-FP02-PPI1/00 | 1303-FP02-PP01/00 | 1303-FP02-PF01/00 | 1303-FP02-PF01/00 | GANTI TAG NO | FP02-PF01 | SECE | V |  | 01 | SECE | PIPING INLET FIRE PUMP NO.2 | SF_PIPA_PEMADAM | GROES: 8IN,SCH40; IWERK: 1303; INGRP: 049; GEWRK: 1303-LJP; WERGW: 1303; RBNR: 4001; SWERK: 1303; STORT: F303-LK3; BEBER: F02; ABCKZ: V; BUKRS: 2222; KOSTL: 2222I55221; PROID: D43/XX/B6-1303/RT1/LK3; TPLNR: 1303 -PFW /PIPE SYST FIRE WATER |  |  | FP02-PF01 |  |  |  | API 5L,GR B |  |  | - | [20 empty] | REVISI
961 | UPDATE-1 | REGION 5 | TBBM MALANG | D to C | 1303-FP01-PPO2/00 | 1303-FP01-PP02/00 | 1303-FP01-PF02/00 | 1303-FP01-PF02/00 | GANTI TAG NO | FP01-PF02 | SECE | V |  | 01 | SECE | PIPING OUTLET FIRE PUMP NO.1 | SF_PIPA_PEMADAM | GROES: 8IN,SCH40; IWERK: 1303; INGRP: 049; GEWRK: 1303-LJP; WERGW: 1303; RBNR: 4001; SWERK: 1303; STORT: F303-LK3; BEBER: F02; ABCKZ: V; BUKRS: 2222; KOSTL: 2222I55221; PROID: D43/XX/B6-1303/RT1/LK3; TPLNR: 1303 -PFW /PIPE SYST FIRE WATER |  |  | FP01-PF02 |  |  |  | API 5L,GR B |  |  | - | [20 empty] | REVISI
962 | UPDATE-1 | REGION 5 | TBBM MALANG | D to C | 1303-FP02-PP02/00 | 1303-FP02-PP02/00 | 1303-FP02-PF02/00 | 1303-FP02-PF02/00 | GANTI TAG NO | FP02-PF02 | SECE | V |  | 01 | SECE | PIPING OUTLET FIRE PUMP NO.2 | SF_PIPA_PEMADAM | GROES: 8IN,SCH40; IWERK: 1303; INGRP: 049; GEWRK: 1303-LJP; WERGW: 1303; RBNR: 4001; SWERK: 1303; STORT: F303-LK3; BEBER: F02; ABCKZ: V; BUKRS: 2222; KOSTL: 2222I55221; PROID: D43/XX/B6-1303/RT1/LK3; TPLNR: 1303 -PFW /PIPE SYST FIRE WATER |  |  | FP02-PF02 |  |  |  | API 5L,GR B |  |  | - | [20 empty] | REVISI
963 | UPDATE-1 | REGION 5 | TBBM MALANG | D to C | 1303-FP-PP-01/00 | 1303-PFW-PP01/00 | 1303-PFW-PF01/00 | 1303-PFW-PF01/00 | GANTI TAG NO | PFW-PF01 | SECE | V |  | 01 | SECE | PIPING HEADER TO FIRE PUMP | SF_PIPA_PEMADAM | GROES: 10IN,SCH40; IWERK: 1303; INGRP: 049; GEWRK: 1303-LJP; WERGW: 1303; RBNR: 4001; SWERK: 1303; STORT: F303-LK3; BEBER: F02; ABCKZ: V; BUKRS: 2222; KOSTL: 2222I55221; PROID: D43/XX/B6-1303/RT1/LK3; TPLNR: 1303 -PFW /PIPE SYST FIRE WATER |  |  | PFW-PF01 |  |  |  | API 5L,GR B |  |  | - | [20 empty] | REVISI
964 | UPDATE-1 | REGION 5 | TBBM MALANG | U | NEW | 1303-PFW-GV06/00 | 1303-PFW-GV06/00 | 1303-PFW-GV06/00 | GANTI SIZE, DESKRIPSI | PFW-GV06 |  | N |  | 01 |  | GATE VALVE FW TO WATER POND NO.03 | SF_VALVE | GROES: 4IN-150PSI; IWERK: 1303; INGRP: 049; GEWRK: 1303-LJP; WERGW: 1303; RBNR: 7304; SWERK: 1303; STORT: F303-LK3; BEBER: F02; ABCKZ: T; BUKRS: 2222; KOSTL: 2222I55221; PROID: D43/XX/B6-1303/RT1/LK3; TPLNR: 1303 -PFW /PIPE SYST FIRE WATER |  |  | PFW-GV06 |  |  | CRANE | GATE,ASTM A216 WCB |  |  | US
965 | UPDATE-1 | REGION 5 | TBBM MALANG | D to C | 1303-FP-PP-02/00 | 1303-PFW-PP02/00 | 1303-PFW-PF02/00 | 1303-PFW-PF02/00 | GANTI TAG NO | PFW-PF02 | SECE | V |  | 01 | SECE | PIPING FIRE WATER RING SYSTEM | SF_PIPA_PEMADAM | GROES: 8IN,SCH40; IWERK: 1303; INGRP: 049; GEWRK: 1303-LJP; WERGW: 1303; RBNR: 4001; SWERK: 1303; STORT: F303-LK3; BEBER: F02; ABCKZ: V; BUKRS: 2222; KOSTL: 2222I55221; PROID: D43/XX/B6-1303/RT1/LK3; TPLNR: 1303 -PFW /PIPE SYST FIRE WATER |  |  | PFW-PF02 |  |  |  | API 5L,GR B |  |  | - | [20 empty] | REVISI
966 | UPDATE-1 | REGION 5 | TBBM MALANG | U | 1303-FP-GV01/00 | 1303-PFW-GV01/00 | 1303-PFW-GV01/00 | 1303-PFW-GV01/00 | GANTI SIZE, DESKRIPSI | PFW-GV01 |  | N |  | 01 |  | GATE VALVE HEADER TO FIRE PUMP | SF_VALVE | GROES: 10IN-150PSI; IWERK: 1303; INGRP: 049; GEWRK: 1303-LJP; WERGW: 1303; RBNR: 7304; SWERK: 1303; STORT: F303-LK3; BEBER: F02; ABCKZ: T; BUKRS: 2222; KOSTL: 2222I55221; PROID: D43/XX/B6-1303/RT1/LK3; TPLNR: 1303 -PFW /PIPE SYST FIRE WATER |  |  | PFW-GV01 |  |  | CRANE | GATE,ASTM A216 WCB |  |  | US
967 | UPDATE-1 | REGION 5 | TBBM MALANG | U | 1303-FP-GV02/00 | 1303-PFW-GV02/00 | 1303-PFW-GV02/00 | 1303-PFW-GV02/00 | GANTI SIZE, DESKRIPSI | PFW-GV02 |  | N |  | 01 |  | GATE VALVE WATER POND NO.01 | SF_VALVE | GROES: 6IN-150PSI; IWERK: 1303; INGRP: 049; GEWRK: 1303-LJP; WERGW: 1303; RBNR: 7304; SWERK: 1303; STORT: F303-LK3; BEBER: F02; ABCKZ: T; BUKRS: 2222; KOSTL: 2222I55221; PROID: D43/XX/B6-1303/RT1/LK3; TPLNR: 1303 -PFW /PIPE SYST FIRE WATER |  |  | PFW-GV02 |  |  | CRANE | GATE,ASTM A216 WCB |  |  | US
968 | UPDATE-1 | REGION 5 | TBBM MALANG | C | 1303-FH-01/00 | 1303-HYS-FH01/00 | 1303-HYS-FH01/00 | 1303-HYS-FH01/00 | OK | HYS-FH01 | SECE | F |  | 01 | SECE | FIRE HYDRANT PILAR NO.01 | SF_FIRE_HYDRANT | GROES: 500GPM; IWERK: 1303; INGRP: 049; GEWRK: 1303-LJP; WERGW: 1303; RBNR: 5399; SWERK: 1303; STORT: F303-LK3; BEBER: F02; ABCKZ: V; BUKRS: 2222; KOSTL: 2222I55221; PROID: D43/XX/B6-1303/RT1/LK3; TPLNR: 1303 -HYS /FIRE HYDRANT RING |  |  | HYS-FH01 |  |  | GANEBO | PILAR |  |  | SE
969 | UPDATE-1 | REGION 5 | TBBM MALANG | C | 1303-FH-02/00 | 1303-HYS-FH02/00 | 1303-HYS-FH02/00 | 1303-HYS-FH02/00 | OK | HYS-FH02 | SECE | F |  | 01 | SECE | FIRE HYDRANT PILAR NO.02 | SF_FIRE_HYDRANT | GROES: 500GPM; IWERK: 1303; INGRP: 049; GEWRK: 1303-LJP; WERGW: 1303; RBNR: 5399; SWERK: 1303; STORT: F303-LK3; BEBER: F02; ABCKZ: V; BUKRS: 2222; KOSTL: 2222I55221; PROID: D43/XX/B6-1303/RT1/LK3; TPLNR: 1303 -HYS /FIRE HYDRANT RING |  |  | HYS-FH02 |  |  | GANEBO | PILAR |  |  | SE
970 | UPDATE-1 | REGION 5 | TBBM MALANG | C | 1303-FH-03/00 | 1303-HYS-FH03/00 | 1303-HYS-FH03/00 | 1303-HYS-FH03/00 | OK | HYS-FH03 | SECE | F |  | 01 | SECE | FIRE HYDRANT PILAR NO.03 | SF_FIRE_HYDRANT | GROES: 500GPM; IWERK: 1303; INGRP: 049; GEWRK: 1303-LJP; WERGW: 1303; RBNR: 5399; SWERK: 1303; STORT: F303-LK3; BEBER: F02; ABCKZ: V; BUKRS: 2222; KOSTL: 2222I55221; PROID: D43/XX/B6-1303/RT1/LK3; TPLNR: 1303 -HYS /FIRE HYDRANT RING |  |  | HYS-FH03 |  |  | GANEBO | PILAR |  |  | SE
971 | UPDATE-1 | REGION 5 | TBBM MALANG | C | 1303-FH-04/00 | 1303-HYS-FH04/00 | 1303-HYS-FH04/00 | 1303-HYS-FH04/00 | OK | HYS-FH04 | SECE | F |  | 01 | SECE | FIRE HYDRANT PILAR NO.04 | SF_FIRE_HYDRANT | GROES: 500GPM; IWERK: 1303; INGRP: 049; GEWRK: 1303-LJP; WERGW: 1303; RBNR: 5399; SWERK: 1303; STORT: F303-LK3; BEBER: F02; ABCKZ: V; BUKRS: 2222; KOSTL: 2222I55221; PROID: D43/XX/B6-1303/RT1/LK3; TPLNR: 1303 -HYS /FIRE HYDRANT RING |  |  | HYS-FH04 |  |  | GANEBO | PILAR |  |  | SE
972 | UPDATE-1 | REGION 5 | TBBM MALANG | C | 1303-FH-05/00 | 1303-HYS-FH05/00 | 1303-HYS-FH05/00 | 1303-HYS-FH05/00 | OK | HYS-FH05 | SECE | F |  | 01 | SECE | FIRE HYDRANT PILAR NO.05 | SF_FIRE_HYDRANT | GROES: 500GPM; IWERK: 1303; INGRP: 049; GEWRK: 1303-LJP; WERGW: 1303; RBNR: 5399; SWERK: 1303; STORT: F303-LK3; BEBER: F02; ABCKZ: V; BUKRS: 2222; KOSTL: 2222I55221; PROID: D43/XX/B6-1303/RT1/LK3; TPLNR: 1303 -HYS /FIRE HYDRANT RING |  |  | HYS-FH05 |  |  | GANEBO | PILAR |  |  | SE
973 | UPDATE-1 | REGION 5 | TBBM MALANG | C | 1303-FH-06/00 | 1303-HYS-FH06/00 | 1303-HYS-FH06/00 | 1303-HYS-FH06/00 | OK | HYS-FH06 | SECE | F |  | 01 | SECE | FIRE HYDRANT PILAR NO.06 | SF_FIRE_HYDRANT | GROES: 500GPM; IWERK: 1303; INGRP: 049; GEWRK: 1303-LJP; WERGW: 1303; RBNR: 5399; SWERK: 1303; STORT: F303-LK3; BEBER: F02; ABCKZ: V; BUKRS: 2222; KOSTL: 2222I55221; PROID: D43/XX/B6-1303/RT1/LK3; TPLNR: 1303 -HYS /FIRE HYDRANT RING |  |  | HYS-FH06 |  |  | GANEBO | PILAR |  |  | SE
974 | UPDATE-1 | REGION 5 | TBBM MALANG | C | 1303-FH-07/00 | 1303-HYS-FH07/00 | 1303-HYS-FH07/00 | 1303-HYS-FH07/00 | OK | HYS-FH07 | SECE | F |  | 01 | SECE | FIRE HYDRANT PILAR NO.07 | SF_FIRE_HYDRANT | GROES: 500GPM; IWERK: 1303; INGRP: 049; GEWRK: 1303-LJP; WERGW: 1303; RBNR: 5399; SWERK: 1303; STORT: F303-LK3; BEBER: F02; ABCKZ: V; BUKRS: 2222; KOSTL: 2222I55221; PROID: D43/XX/B6-1303/RT1/LK3; TPLNR: 1303 -HYS /FIRE HYDRANT RING |  |  | HYS-FH07 |  |  | GANEBO | PILAR |  |  | SE
975 | UPDATE-1 | REGION 5 | TBBM MALANG | C | 1303-FH-08/00 | 1303-HYS-FH08/00 | 1303-HYS-FH08/00 | 1303-HYS-FH08/00 | OK | HYS-FH08 | SECE | F |  | 01 | SECE | FIRE HYDRANT PILAR NO.08 | SF_FIRE_HYDRANT | GROES: 500GPM; IWERK: 1303; INGRP: 049; GEWRK: 1303-LJP; WERGW: 1303; RBNR: 5399; SWERK: 1303; STORT: F303-LK3; BEBER: F02; ABCKZ: V; BUKRS: 2222; KOSTL: 2222I55221; PROID: D43/XX/B6-1303/RT1/LK3; TPLNR: 1303 -HYS /FIRE HYDRANT RING |  |  | HYS-FH08 |  |  | GANEBO | PILAR |  |  | SE
976 | UPDATE-1 | REGION 5 | TBBM MALANG | C | 1303-FH-09/00 | 1303-HYS-FH09/00 | 1303-HYS-FH09/00 | 1303-HYS-FH09/00 | OK | HYS-FH09 | SECE | F |  | 01 | SECE | FIRE HYDRANT PILAR NO.09 | SF_FIRE_HYDRANT | GROES: 500GPM; IWERK: 1303; INGRP: 049; GEWRK: 1303-LJP; WERGW: 1303; RBNR: 5399; SWERK: 1303; STORT: F303-LK3; BEBER: F02; ABCKZ: V; BUKRS: 2222; KOSTL: 2222I55221; PROID: D43/XX/B6-1303/RT1/LK3; TPLNR: 1303 -HYS /FIRE HYDRANT RING |  |  | HYS-FH09 |  |  | GANEBO | PILAR |  |  | SE
977 | UPDATE-1 | REGION 5 | TBBM MALANG | C | 1303-FH-10/00 | 1303-HYS-FH10/00 | 1303-HYS-FH10/00 | 1303-HYS-FH10/00 | OK | HYS-FH10 | SECE | F |  | 01 | SECE | FIRE HYDRANT PILAR NO.10 | SF_FIRE_HYDRANT | GROES: 500GPM; IWERK: 1303; INGRP: 049; GEWRK: 1303-LJP; WERGW: 1303; RBNR: 5399; SWERK: 1303; STORT: F303-LK3; BEBER: F02; ABCKZ: V; BUKRS: 2222; KOSTL: 2222I55221; PROID: D43/XX/B6-1303/RT1/LK3; TPLNR: 1303 -HYS /FIRE HYDRANT RING |  |  | HYS-FH10 |  |  | GANEBO | PILAR |  |  | SE
978 | UPDATE-1 | REGION 5 | TBBM MALANG | C | 1303-FH-11/00 | 1303-HYS-FH11/00 | 1303-HYS-FH11/00 | 1303-HYS-FH11/00 | OK | HYS-FH11 | SECE | F |  | 01 | SECE | FIRE HYDRANT PILAR NO.11 | SF_FIRE_HYDRANT | GROES: 500GPM; IWERK: 1303; INGRP: 049; GEWRK: 1303-LJP; WERGW: 1303; RBNR: 5399; SWERK: 1303; STORT: F303-LK3; BEBER: F02; ABCKZ: V; BUKRS: 2222; KOSTL: 2222I55221; PROID: D43/XX/B6-1303/RT1/LK3; TPLNR: 1303 -HYS /FIRE HYDRANT RING |  |  | HYS-FH11 |  |  | GANEBO | PILAR |  |  | SE
979 | UPDATE-1 | REGION 5 | TBBM MALANG | C | 1303-FH-12/00 | 1303-HYS-FH12/00 | 1303-HYS-FH12/00 | 1303-HYS-FH12/00 | OK | HYS-FH12 | SECE | F |  | 01 | SECE | FIRE HYDRANT PILAR NO.12 | SF_FIRE_HYDRANT | GROES: 500GPM; IWERK: 1303; INGRP: 049; GEWRK: 1303-LJP; WERGW: 1303; RBNR: 5399; SWERK: 1303; STORT: F303-LK3; BEBER: F02; ABCKZ: V; BUKRS: 2222; KOSTL: 2222I55221; PROID: D43/XX/B6-1303/RT1/LK3; TPLNR: 1303 -HYS /FIRE HYDRANT RING |  |  | HYS-FH12 |  |  | GANEBO | PILAR |  |  | SE
980 | UPDATE-1 | REGION 5 | TBBM MALANG | C | 1303-FH-13/00 | 1303-HYS-FH13/00 | 1303-HYS-FH13/00 | 1303-HYS-FH13/00 | OK | HYS-FH13 | SECE | F |  | 01 | SECE | FIRE HYDRANT PILAR NO.13 | SF_FIRE_HYDRANT | GROES: 500GPM; IWERK: 1303; INGRP: 049; GEWRK: 1303-LJP; WERGW: 1303; RBNR: 5399; SWERK: 1303; STORT: F303-LK3; BEBER: F02; ABCKZ: V; BUKRS: 2222; KOSTL: 2222I55221; PROID: D43/XX/B6-1303/RT1/LK3; TPLNR: 1303 -HYS /FIRE HYDRANT RING |  |  | HYS-FH13 |  |  | GANEBO | PILAR |  |  | SE
981 | UPDATE-1 | REGION 5 | TBBM MALANG | C | 1303-APAB-01/00 | 1303-HYS-APAB01/00 | 1303-HYS-APAB01/00 | 1303-HYS-APAB01/00 | OK | HYS-APAB01 |  | F |  | 01 |  | SHELTER APAB NO.01 | SF_OTHERS | GROES: 150 KG; IWERK: 1303; INGRP: 049; GEWRK: 1303-LJP; WERGW: 1303; RBNR: 5399; SWERK: 1303; STORT: F303-LK3; BEBER: F02; ABCKZ: Y; BUKRS: 2222; KOSTL: 2222I55221; PROID: D43/XX/B6-1303/RT1/LK3; TPLNR: 1303 -HYS /HYDRANT SYSTEM APAB |  |  | HYS-APAB01 |  |  | ANSUL | DCP |  |  | US
982 | UPDATE-1 | REGION 5 | TBBM MALANG | C | 1303-APAB-02/00 | 1303-HYS-APAB02/00 | 1303-HYS-APAB02/00 | 1303-HYS-APAB02/00 | OK | HYS-APAB02 |  | F |  | 01 |  | SHELTER APAB NO.02 | SF_OTHERS | GROES: 150 KG; IWERK: 1303; INGRP: 049; GEWRK: 1303-LJP; WERGW: 1303; RBNR: 5399; SWERK: 1303; STORT: F303-LK3; BEBER: F02; ABCKZ: Y; BUKRS: 2222; KOSTL: 2222I55221; PROID: D43/XX/B6-1303/RT1/LK3; TPLNR: 1303 -HYS /HYDRANT SYSTEM APAB |  |  | HYS-APAB02 |  |  | ANSUL | DCP |  |  | US
983 | UPDATE-1 | REGION 5 | TBBM MALANG | C | 1303-APAB-03/00 | 1303-HYS-APAB03/00 | 1303-HYS-APAB03/00 | 1303-HYS-APAB03/00 | OK | HYS-APAB03 |  | F |  | 01 |  | SHELTER APAB NO.03 | SF_OTHERS | GROES: 150 KG; IWERK: 1303; INGRP: 049; GEWRK: 1303-LJP; WERGW: 1303; RBNR: 5399; SWERK: 1303; STORT: F303-LK3; BEBER: F02; ABCKZ: Y; BUKRS: 2222; KOSTL: 2222I55221; PROID: D43/XX/B6-1303/RT1/LK3; TPLNR: 1303 -HYS /HYDRANT SYSTEM APAB |  |  | HYS-APAB03 |  |  | ANSUL | DCP |  |  | US
984 | UPDATE-1 | REGION 5 | TBBM MALANG | C | 1303-APAB-04/00 | 1303-HYS-APAB04/00 | 1303-HYS-APAB04/00 | 1303-HYS-APAB04/00 | OK | HYS-APAB04 |  | F |  | 01 |  | SHELTER APAB NO.04 | SF_OTHERS | GROES: 150 KG; IWERK: 1303; INGRP: 049; GEWRK: 1303-LJP; WERGW: 1303; RBNR: 5399; SWERK: 1303; STORT: F303-LK3; BEBER: F02; ABCKZ: Y; BUKRS: 2222; KOSTL: 2222I55221; PROID: D43/XX/B6-1303/RT1/LK3; TPLNR: 1303 -HYS /HYDRANT SYSTEM APAB |  |  | HYS-APAB04 |  |  | ANSUL | DCP |  |  | US
985 | UPDATE-1 | REGION 5 | TBBM MALANG | C | 1303-APAB-05/00 | 1303-HYS-APAB05/00 | 1303-HYS-APAB05/00 | 1303-HYS-APAB05/00 | OK | HYS-APAB05 |  | F |  | 01 |  | SHELTER APAB NO.05 | SF_OTHERS | GROES: 150 KG; IWERK: 1303; INGRP: 049; GEWRK: 1303-LJP; WERGW: 1303; RBNR: 5399; SWERK: 1303; STORT: F303-LK3; BEBER: F02; ABCKZ: Y; BUKRS: 2222; KOSTL: 2222I55221; PROID: D43/XX/B6-1303/RT1/LK3; TPLNR: 1303 -HYS /HYDRANT SYSTEM APAB |  |  | HYS-APAB05 |  |  | ANSUL | DCP |  |  | US
986 | UPDATE-1 | REGION 5 | TBBM MALANG | C | 1303-APAB-06/00 | 1303-HYS-APAB06/00 | 1303-HYS-APAB06/00 | 1303-HYS-APAB06/00 | OK | HYS-APAB06 |  | F |  | 01 |  | SHELTER APAB NO.06 | SF_OTHERS | GROES: 150 KG; IWERK: 1303; INGRP: 049; GEWRK: 1303-LJP; WERGW: 1303; RBNR: 5399; SWERK: 1303; STORT: F303-LK3; BEBER: F02; ABCKZ: Y; BUKRS: 2222; KOSTL: 2222I55221; PROID: D43/XX/B6-1303/RT1/LK3; TPLNR: 1303 -HYS /HYDRANT SYSTEM APAB |  |  | HYS-APAB06 |  |  | ANSUL | DCP |  |  | US
987 | UPDATE-1 | REGION 5 | TBBM MALANG | C | 1303-APAB-07/00 | 1303-HYS-APAB07/00 | 1303-HYS-APAB07/00 | 1303-HYS-APAB07/00 | OK | HYS-APAB07 |  | F |  | 01 |  | SHELTER APAB NO.07 | SF_OTHERS | GROES: 150 KG; IWERK: 1303; INGRP: 049; GEWRK: 1303-LJP; WERGW: 1303; RBNR: 5399; SWERK: 1303; STORT: F303-LK3; BEBER: F02; ABCKZ: Y; BUKRS: 2222; KOSTL: 2222I55221; PROID: D43/XX/B6-1303/RT1/LK3; TPLNR: 1303 -HYS /HYDRANT SYSTEM APAB |  |  | HYS-APAB07 |  |  | ANSUL | DCP |  |  | US
988 | UPDATE-1 | REGION 5 | TBBM MALANG | C | 1303-APAB-08/00 | 1303-HYS-APAB08/00 | 1303-HYS-APAB08/00 | 1303-HYS-APAB08/00 | OK | HYS-APAB08 |  | F |  | 01 |  | SHELTER APAB NO.08 | SF_OTHERS | GROES: 150 KG; IWERK: 1303; INGRP: 049; GEWRK: 1303-LJP; WERGW: 1303; RBNR: 5399; SWERK: 1303; STORT: F303-LK3; BEBER: F02; ABCKZ: Y; BUKRS: 2222; KOSTL: 2222I55221; PROID: D43/XX/B6-1303/RT1/LK3; TPLNR: 1303 -HYS /HYDRANT SYSTEM APAB |  |  | HYS-APAB08 |  |  | ANSUL | DCP |  |  | US
989 | UPDATE-1 | REGION 5 | TBBM MALANG | C | 1303-APAB-09/00 | 1303-HYS-APAB09/00 | 1303-HYS-APAB09/00 | 1303-HYS-APAB09/00 | OK | HYS-APAB09 |  | F |  | 01 |  | SHELTER APAB NO.09 | SF_OTHERS | GROES: 150 KG; IWERK: 1303; INGRP: 049; GEWRK: 1303-LJP; WERGW: 1303; RBNR: 5399; SWERK: 1303; STORT: F303-LK3; BEBER: F02; ABCKZ: Y; BUKRS: 2222; KOSTL: 2222I55221; PROID: D43/XX/B6-1303/RT1/LK3; TPLNR: 1303 -HYS /HYDRANT SYSTEM APAB |  |  | HYS-APAB09 |  |  | ANSUL | DCP |  |  | US
990 | UPDATE-1 | REGION 5 | TBBM MALANG | C | 1303-APAB-10/00 | 1303-HYS-APAB10/00 | 1303-HYS-APAB10/00 | 1303-HYS-APAB10/00 | OK | HYS-APAB10 |  | F |  | 01 |  | SHELTER APAB NO.10 | SF_OTHERS | GROES: 150 KG; IWERK: 1303; INGRP: 049; GEWRK: 1303-LJP; WERGW: 1303; RBNR: 5399; SWERK: 1303; STORT: F303-LK3; BEBER: F02; ABCKZ: Y; BUKRS: 2222; KOSTL: 2222I55221; PROID: D43/XX/B6-1303/RT1/LK3; TPLNR: 1303 -HYS /HYDRANT SYSTEM APAB |  |  | HYS-APAB10 |  |  | ANSUL | DCP |  |  | US
991 | UPDATE-1 | REGION 5 | TBBM MALANG | C | NEW | 1303-HYS-APAB11/00 | 1303-HYS-APAB11/00 | 1303-HYS-APAB11/00 | OK | HYS-APAB11 |  | F |  | 01 |  | SHELTER APAB NO.11 | SF_OTHERS | GROES: 150 KG; IWERK: 1303; INGRP: 049; GEWRK: 1303-LJP; WERGW: 1303; RBNR: 5399; SWERK: 1303; STORT: F303-LK3; BEBER: F02; ABCKZ: Y; BUKRS: 2222; KOSTL: 2222I55221; PROID: D43/XX/B6-1303/RT1/LK3; TPLNR: 1303 -HYS /HYDRANT SYSTEM APAB |  |  | HYS-APAB11 |  |  | ANSUL | DCP |  |  | US
992 | UPDATE-1 | REGION 5 | TBBM MALANG | C | NEW | 1303-HYS-APAB12/00 | 1303-HYS-APAB12/00 | 1303-HYS-APAB12/00 | OK | HYS-APAB12 |  | F |  | 01 |  | SHELTER APAB NO.12 | SF_OTHERS | GROES: 150 KG; IWERK: 1303; INGRP: 049; GEWRK: 1303-LJP; WERGW: 1303; RBNR: 5399; SWERK: 1303; STORT: F303-LK3; BEBER: F02; ABCKZ: Y; BUKRS: 2222; KOSTL: 2222I55221; PROID: D43/XX/B6-1303/RT1/LK3; TPLNR: 1303 -HYS /HYDRANT SYSTEM APAB |  |  | HYS-APAB12 |  |  | ANSUL | DCP |  |  | US
993 | UPDATE-1 | REGION 5 | TBBM MALANG | C | NEW | 1303-HYS-APAB13/00 | 1303-HYS-APAB13/00 | 1303-HYS-APAB13/00 | OK | HYS-APAB13 |  | F |  | 01 |  | SHELTER APAB NO.13 | SF_OTHERS | GROES: 150 KG; IWERK: 1303; INGRP: 049; GEWRK: 1303-LJP; WERGW: 1303; RBNR: 5399; SWERK: 1303; STORT: F303-LK3; BEBER: F02; ABCKZ: Y; BUKRS: 2222; KOSTL: 2222I55221; PROID: D43/XX/B6-1303/RT1/LK3; TPLNR: 1303 -HYS /HYDRANT SYSTEM APAB |  |  | HYS-APAB13 |  |  | ANSUL | DCP |  |  | US
994 | UPDATE-1 | REGION 5 | TBBM MALANG | C | NEW | 1303-HYS-APAB14/00 | 1303-HYS-APAB14/00 | 1303-HYS-APAB14/00 | OK | HYS-APAB14 |  | F |  | 01 |  | SHELTER APAB FILLINGSHED NO.1 | SF_OTHERS | GROES: 150 KG; IWERK: 1303; INGRP: 049; GEWRK: 1303-LJP; WERGW: 1303; RBNR: 5399; SWERK: 1303; STORT: F303-LK3; BEBER: F02; ABCKZ: Y; BUKRS: 2222; KOSTL: 2222I55221; PROID: D43/XX/B6-1303/RT1/LK3; TPLNR: 1303 -HYS /HYDRANT SYSTEM APAB |  |  | HYS-APAB14 |  |  | ANSUL | DCP |  |  | US
995 | UPDATE-1 | REGION 5 | TBBM MALANG | C | 1303-FHB-01/00 | 1303-HYS-FHB01/00 | 1303-HYS-FHB01/00 | 1303-HYS-FHB01/00 | OK | HYS-FHB01 | SECE | F |  | 01 | SECE | FIRE HOSE BOX NO.01 | SF_OTHERS | GROES: L76XH124XW74CM; IWERK: 1303; INGRP: 049; GEWRK: 1303-LJP; WERGW: 1303; RBNR: 5399; SWERK: 1303; STORT: F303-LK3; BEBER: F02; ABCKZ: V; BUKRS: 2222; KOSTL: 2222I55221; PROID: D43/XX/B6-1303/RT1/LK3; TPLNR: 1303 -HYS /HYDRANT SYST HOSE BOX |  |  | HYS-FHB01 |  |  |  | KONVENSIONAL |  |  | -
996 | UPDATE-1 | REGION 5 | TBBM MALANG | C | 1303-FHB-02/00 | 1303-HYS-FHB02/00 | 1303-HYS-FHB02/00 | 1303-HYS-FHB02/00 | OK | HYS-FHB02 | SECE | F |  | 01 | SECE | FIRE HOSE BOX NO.02 | SF_OTHERS | GROES: L76XH124XW74CM; IWERK: 1303; INGRP: 049; GEWRK: 1303-LJP; WERGW: 1303; RBNR: 5399; SWERK: 1303; STORT: F303-LK3; BEBER: F02; ABCKZ: V; BUKRS: 2222; KOSTL: 2222I55221; PROID: D43/XX/B6-1303/RT1/LK3; TPLNR: 1303 -HYS /HYDRANT SYST HOSE BOX |  |  | HYS-FHB02 |  |  |  | KONVENSIONAL |  |  | -
997 | UPDATE-1 | REGION 5 | TBBM MALANG | C | 1303-FHB-03/00 | 1303-HYS-FHB03/00 | 1303-HYS-FHB03/00 | 1303-HYS-FHB03/00 | OK | HYS-FHB03 | SECE | F |  | 01 | SECE | FIRE HOSE BOX NO.03 | SF_OTHERS | GROES: L76XH124XW74CM; IWERK: 1303; INGRP: 049; GEWRK: 1303-LJP; WERGW: 1303; RBNR: 5399; SWERK: 1303; STORT: F303-LK3; BEBER: F02; ABCKZ: V; BUKRS: 2222; KOSTL: 2222I55221; PROID: D43/XX/B6-1303/RT1/LK3; TPLNR: 1303 -HYS /HYDRANT SYST HOSE BOX |  |  | HYS-FHB03 |  |  |  | KONVENSIONAL |  |  | -
998 | UPDATE-1 | REGION 5 | TBBM MALANG | C | 1303-FHB-04/00 | 1303-HYS-FHB04/00 | 1303-HYS-FHB04/00 | 1303-HYS-FHB04/00 | OK | HYS-FHB04 | SECE | F |  | 01 | SECE | FIRE HOSE BOX NO.04 | SF_OTHERS | GROES: L76XH124XW74CM; IWERK: 1303; INGRP: 049; GEWRK: 1303-LJP; WERGW: 1303; RBNR: 5399; SWERK: 1303; STORT: F303-LK3; BEBER: F02; ABCKZ: V; BUKRS: 2222; KOSTL: 2222I55221; PROID: D43/XX/B6-1303/RT1/LK3; TPLNR: 1303 -HYS /HYDRANT SYST HOSE BOX |  |  | HYS-FHB04 |  |  |  | KONVENSIONAL |  |  | -
999 | UPDATE-1 | REGION 5 | TBBM MALANG | C | 1303-FHB-05/00 | 1303-HYS-FHB05/00 | 1303-HYS-FHB05/00 | 1303-HYS-FHB05/00 | OK | HYS-FHB05 | SECE | F |  | 01 | SECE | FIRE HOSE BOX NO.05 | SF_OTHERS | GROES: L76XH124XW74CM; IWERK: 1303; INGRP: 049; GEWRK: 1303-LJP; WERGW: 1303; RBNR: 5399; SWERK: 1303; STORT: F303-LK3; BEBER: F02; ABCKZ: V; BUKRS: 2222; KOSTL: 2222I55221; PROID: D43/XX/B6-1303/RT1/LK3; TPLNR: 1303 -HYS /HYDRANT SYST HOSE BOX |  |  | HYS-FHB05 |  |  |  | KONVENSIONAL |  |  | -
1000 | UPDATE-1 | REGION 5 | TBBM MALANG | C | 1303-FHB-06/00 | 1303-HYS-FHB06/00 | 1303-HYS-FHB06/00 | 1303-HYS-FHB06/00 | OK | HYS-FHB06 | SECE | F |  | 01 | SECE | FIRE HOSE BOX NO.06 | SF_OTHERS | GROES: L76XH124XW74CM; IWERK: 1303; INGRP: 049; GEWRK: 1303-LJP; WERGW: 1303; RBNR: 5399; SWERK: 1303; STORT: F303-LK3; BEBER: F02; ABCKZ: V; BUKRS: 2222; KOSTL: 2222I55221; PROID: D43/XX/B6-1303/RT1/LK3; TPLNR: 1303 -HYS /HYDRANT SYST HOSE BOX |  |  | HYS-FHB06 |  |  |  | KONVENSIONAL |  |  | -
1001 | UPDATE-1 | REGION 5 | TBBM MALANG | C | 1303-FHB-07/00 | 1303-HYS-FHB07/00 | 1303-HYS-FHB07/00 | 1303-HYS-FHB07/00 | OK | HYS-FHB07 | SECE | F |  | 01 | SECE | FIRE HOSE BOX NO.07 | SF_OTHERS | GROES: L76XH124XW74CM; IWERK: 1303; INGRP: 049; GEWRK: 1303-LJP; WERGW: 1303; RBNR: 5399; SWERK: 1303; STORT: F303-LK3; BEBER: F02; ABCKZ: V; BUKRS: 2222; KOSTL: 2222I55221; PROID: D43/XX/B6-1303/RT1/LK3; TPLNR: 1303 -HYS /HYDRANT SYST HOSE BOX |  |  | HYS-FHB07 |  |  |  | KONVENSIONAL |  |  | -
1002 | UPDATE-1 | REGION 5 | TBBM MALANG | C | 1303-FHB-08/00 | 1303-HYS-FHB08/00 | 1303-HYS-FHB08/00 | 1303-HYS-FHB08/00 | OK | HYS-FHB08 | SECE | F |  | 01 | SECE | FIRE HOSE BOX NO.08 | SF_OTHERS | GROES: L76XH124XW74CM; IWERK: 1303; INGRP: 049; GEWRK: 1303-LJP; WERGW: 1303; RBNR: 5399; SWERK: 1303; STORT: F303-LK3; BEBER: F02; ABCKZ: V; BUKRS: 2222; KOSTL: 2222I55221; PROID: D43/XX/B6-1303/RT1/LK3; TPLNR: 1303 -HYS /HYDRANT SYST HOSE BOX |  |  | HYS-FHB08 |  |  |  | KONVENSIONAL |  |  | -
1003 | UPDATE-1 | REGION 5 | TBBM MALANG | C | 1303-FHB-09/00 | 1303-HYS-FHB09/00 | 1303-HYS-FHB09/00 | 1303-HYS-FHB09/00 | OK | HYS-FHB09 | SECE | F |  | 01 | SECE | FIRE HOSE BOX NO.09 | SF_OTHERS | GROES: L76XH124XW74CM; IWERK: 1303; INGRP: 049; GEWRK: 1303-LJP; WERGW: 1303; RBNR: 5399; SWERK: 1303; STORT: F303-LK3; BEBER: F02; ABCKZ: V; BUKRS: 2222; KOSTL: 2222I55221; PROID: D43/XX/B6-1303/RT1/LK3; TPLNR: 1303 -HYS /HYDRANT SYST HOSE BOX |  |  | HYS-FHB09 |  |  |  | KONVENSIONAL |  |  | -
1004 | UPDATE-1 | REGION 5 | TBBM MALANG | C | 1303-FHB-10/00 | 1303-HYS-FHB10/00 | 1303-HYS-FHB10/00 | 1303-HYS-FHB10/00 | OK | HYS-FHB10 | SECE | F |  | 01 | SECE | FIRE HOSE BOX NO.10 | SF_OTHERS | GROES: L76XH124XW74CM; IWERK: 1303; INGRP: 049; GEWRK: 1303-LJP; WERGW: 1303; RBNR: 5399; SWERK: 1303; STORT: F303-LK3; BEBER: F02; ABCKZ: V; BUKRS: 2222; KOSTL: 2222I55221; PROID: D43/XX/B6-1303/RT1/LK3; TPLNR: 1303 -HYS /HYDRANT SYST HOSE BOX |  |  | HYS-FHB10 |  |  |  | KONVENSIONAL |  |  | -
1005 | UPDATE-1 | REGION 5 | TBBM MALANG | C | NEW | 1303-HYS-FHB11/00 | 1303-HYS-FHB11/00 | 1303-HYS-FHB11/00 | OK | HYS-FHB11 | SECE | F |  | 01 | SECE | FIRE HOSE BOX NO.11 | SF_OTHERS | GROES: L76XH124XW74CM; IWERK: 1303; INGRP: 049; GEWRK: 1303-LJP; WERGW: 1303; RBNR: 5399; SWERK: 1303; STORT: F303-LK3; BEBER: F02; ABCKZ: V; BUKRS: 2222; KOSTL: 2222I55221; PROID: D43/XX/B6-1303/RT1/LK3; TPLNR: 1303 -HYS /HYDRANT SYST HOSE BOX |  |  | HYS-FHB11 |  |  |  | KONVENSIONAL |  |  | -
1006 | UPDATE-1 | REGION 5 | TBBM MALANG | C | NEW | 1303-HYS-FHB12/00 | 1303-HYS-FHB12/00 | 1303-HYS-FHB12/00 | OK | HYS-FHB12 | SECE | F |  | 01 | SECE | FIRE HOSE BOX NO.12 | SF_OTHERS | GROES: L76XH124XW74CM; IWERK: 1303; INGRP: 049; GEWRK: 1303-LJP; WERGW: 1303; RBNR: 5399; SWERK: 1303; STORT: F303-LK3; BEBER: F02; ABCKZ: V; BUKRS: 2222; KOSTL: 2222I55221; PROID: D43/XX/B6-1303/RT1/LK3; TPLNR: 1303 -HYS /HYDRANT SYST HOSE BOX |  |  | HYS-FHB12 |  |  |  | KONVENSIONAL |  |  | -
1007 | UPDATE-1 | REGION 5 | TBBM MALANG | C | NEW | 1303-HYS-FHB13/00 | 1303-HYS-FHB13/00 | 1303-HYS-FHB13/00 | OK | HYS-FHB13 | SECE | F |  | 01 | SECE | FIRE HOSE BOX NO.13 | SF_OTHERS | GROES: L76XH124XW74CM; IWERK: 1303; INGRP: 049; GEWRK: 1303-LJP; WERGW: 1303; RBNR: 5399; SWERK: 1303; STORT: F303-LK3; BEBER: F02; ABCKZ: V; BUKRS: 2222; KOSTL: 2222I55221; PROID: D43/XX/B6-1303/RT1/LK3; TPLNR: 1303 -HYS /HYDRANT SYST HOSE BOX |  |  | HYS-FHB13 |  |  |  | KONVENSIONAL |  |  | -
1008 | UPDATE-1 | REGION 5 | TBBM MALANG | C | 1303-APAR-01/00 | 1303-HYS-APAR01/00 | 1303-HYS-APAR01/00 | 1303-HYS-APAR01/00 | OK | HYS-APAR01 |  | F |  | 01 |  | BOX APAR NO.01 | SF_OTHERS | GROES: 9KG; IWERK: 1303; INGRP: 049; GEWRK: 1303-LJP; WERGW: 1303; RBNR: 5399; SWERK: 1303; STORT: F303-LK3; BEBER: F02; ABCKZ: Y; BUKRS: 2222; KOSTL: 2222I55221; PROID: D43/XX/B6-1303/RT1/LK3; TPLNR: 1303 -HYS /HYDRANT SYST BOX APAR |  |  | HYS-APAR01 |  |  |  | DCP |  |  | -
1009 | UPDATE-1 | REGION 5 | TBBM MALANG | C | 1303-APAR-02/00 | 1303-HYS-APAR02/00 | 1303-HYS-APAR02/00 | 1303-HYS-APAR02/00 | OK | HYS-APAR02 |  | F |  | 01 |  | BOX APAR NO.02 | SF_OTHERS | GROES: 9KG; IWERK: 1303; INGRP: 049; GEWRK: 1303-LJP; WERGW: 1303; RBNR: 5399; SWERK: 1303; STORT: F303-LK3; BEBER: F02; ABCKZ: Y; BUKRS: 2222; KOSTL: 2222I55221; PROID: D43/XX/B6-1303/RT1/LK3; TPLNR: 1303 -HYS /HYDRANT SYST BOX APAR |  |  | HYS-APAR02 |  |  |  | DCP |  |  | -
1010 | UPDATE-1 | REGION 5 | TBBM MALANG | C | 1303-APAR-03/00 | 1303-HYS-APAR03/00 | 1303-HYS-APAR03/00 | 1303-HYS-APAR03/00 | OK | HYS-APAR03 |  | F |  | 01 |  | BOX APAR NO.03 | SF_OTHERS | GROES: 9KG; IWERK: 1303; INGRP: 049; GEWRK: 1303-LJP; WERGW: 1303; RBNR: 5399; SWERK: 1303; STORT: F303-LK3; BEBER: F02; ABCKZ: Y; BUKRS: 2222; KOSTL: 2222I55221; PROID: D43/XX/B6-1303/RT1/LK3; TPLNR: 1303 -HYS /HYDRANT SYST BOX APAR |  |  | HYS-APAR03 |  |  |  | DCP |  |  | -
1011 | UPDATE-1 | REGION 5 | TBBM MALANG | C | 1303-APAR-04/00 | 1303-HYS-APAR04/00 | 1303-HYS-APAR04/00 | 1303-HYS-APAR04/00 | OK | HYS-APAR04 |  | F |  | 01 |  | BOX APAR NO.04 | SF_OTHERS | GROES: 9KG; IWERK: 1303; INGRP: 049; GEWRK: 1303-LJP; WERGW: 1303; RBNR: 5399; SWERK: 1303; STORT: F303-LK3; BEBER: F02; ABCKZ: Y; BUKRS: 2222; KOSTL: 2222I55221; PROID: D43/XX/B6-1303/RT1/LK3; TPLNR: 1303 -HYS /HYDRANT SYST BOX APAR |  |  | HYS-APAR04 |  |  |  | DCP |  |  | -
1012 | UPDATE-1 | REGION 5 | TBBM MALANG | C | 1303-APAR-05/00 | 1303-HYS-APAR05/00 | 1303-HYS-APAR05/00 | 1303-HYS-APAR05/00 | OK | HYS-APAR05 |  | F |  | 01 |  | BOX APAR NO.05 | SF_OTHERS | GROES: 9KG; IWERK: 1303; INGRP: 049; GEWRK: 1303-LJP; WERGW: 1303; RBNR: 5399; SWERK: 1303; STORT: F303-LK3; BEBER: F02; ABCKZ: Y; BUKRS: 2222; KOSTL: 2222I55221; PROID: D43/XX/B6-1303/RT1/LK3; TPLNR: 1303 -HYS /HYDRANT SYST BOX APAR |  |  | HYS-APAR05 |  |  |  | DCP |  |  | -
1013 | UPDATE-1 | REGION 5 | TBBM MALANG | C | 1303-APAR-06/00 | 1303-HYS-APAR06/00 | 1303-HYS-APAR06/00 | 1303-HYS-APAR06/00 | OK | HYS-APAR06 |  | F |  | 01 |  | BOX APAR NO.06 | SF_OTHERS | GROES: 9KG; IWERK: 1303; INGRP: 049; GEWRK: 1303-LJP; WERGW: 1303; RBNR: 5399; SWERK: 1303; STORT: F303-LK3; BEBER: F02; ABCKZ: Y; BUKRS: 2222; KOSTL: 2222I55221; PROID: D43/XX/B6-1303/RT1/LK3; TPLNR: 1303 -HYS /HYDRANT SYST BOX APAR |  |  | HYS-APAR06 |  |  |  | DCP |  |  | -
1014 | UPDATE-1 | REGION 5 | TBBM MALANG | C | 1303-APAR-07/00 | 1303-HYS-APAR07/00 | 1303-HYS-APAR07/00 | 1303-HYS-APAR07/00 | OK | HYS-APAR07 |  | F |  | 01 |  | BOX APAR NO.07 | SF_OTHERS | GROES: 9KG; IWERK: 1303; INGRP: 049; GEWRK: 1303-LJP; WERGW: 1303; RBNR: 5399; SWERK: 1303; STORT: F303-LK3; BEBER: F02; ABCKZ: Y; BUKRS: 2222; KOSTL: 2222I55221; PROID: D43/XX/B6-1303/RT1/LK3; TPLNR: 1303 -HYS /HYDRANT SYST BOX APAR |  |  | HYS-APAR07 |  |  |  | DCP |  |  | -
1015 | UPDATE-1 | REGION 5 | TBBM MALANG | C | 1303-APAR-08/00 | 1303-HYS-APAR08/00 | 1303-HYS-APAR08/00 | 1303-HYS-APAR08/00 | OK | HYS-APAR08 |  | F |  | 01 |  | BOX APAR NO.08 | SF_OTHERS | GROES: 9KG; IWERK: 1303; INGRP: 049; GEWRK: 1303-LJP; WERGW: 1303; RBNR: 5399; SWERK: 1303; STORT: F303-LK3; BEBER: F02; ABCKZ: Y; BUKRS: 2222; KOSTL: 2222I55221; PROID: D43/XX/B6-1303/RT1/LK3; TPLNR: 1303 -HYS /HYDRANT SYST BOX APAR |  |  | HYS-APAR08 |  |  |  | DCP |  |  | -
1016 | UPDATE-1 | REGION 5 | TBBM MALANG | C | 1303-APAR-09/00 | 1303-HYS-APAR09/00 | 1303-HYS-APAR09/00 | 1303-HYS-APAR09/00 | OK | HYS-APAR09 |  | F |  | 01 |  | BOX APAR NO.09 | SF_OTHERS | GROES: 9KG; IWERK: 1303; INGRP: 049; GEWRK: 1303-LJP; WERGW: 1303; RBNR: 5399; SWERK: 1303; STORT: F303-LK3; BEBER: F02; ABCKZ: Y; BUKRS: 2222; KOSTL: 2222I55221; PROID: D43/XX/B6-1303/RT1/LK3; TPLNR: 1303 -HYS /HYDRANT SYST BOX APAR |  |  | HYS-APAR09 |  |  |  | DCP |  |  | -
1017 | UPDATE-1 | REGION 5 | TBBM MALANG | C | 1303-APAR-10/00 | 1303-HYS-APAR10/00 | 1303-HYS-APAR10/00 | 1303-HYS-APAR10/00 | OK | HYS-APAR10 |  | F |  | 01 |  | BOX APAR NO.10 | SF_OTHERS | GROES: 9KG; IWERK: 1303; INGRP: 049; GEWRK: 1303-LJP; WERGW: 1303; RBNR: 5399; SWERK: 1303; STORT: F303-LK3; BEBER: F02; ABCKZ: Y; BUKRS: 2222; KOSTL: 2222I55221; PROID: D43/XX/B6-1303/RT1/LK3; TPLNR: 1303 -HYS /HYDRANT SYST BOX APAR |  |  | HYS-APAR10 |  |  |  | DCP |  |  | -
1018 | UPDATE-1 | REGION 5 | TBBM MALANG | C | 1303-APAR-11/00 | 1303-HYS-APAR11/00 | 1303-HYS-APAR11/00 | 1303-HYS-APAR11/00 | OK | HYS-APAR11 |  | F |  | 01 |  | BOX APAR NO.11 | SF_OTHERS | GROES: 9KG; IWERK: 1303; INGRP: 049; GEWRK: 1303-LJP; WERGW: 1303; RBNR: 5399; SWERK: 1303; STORT: F303-LK3; BEBER: F02; ABCKZ: Y; BUKRS: 2222; KOSTL: 2222I55221; PROID: D43/XX/B6-1303/RT1/LK3; TPLNR: 1303 -HYS /HYDRANT SYST BOX APAR |  |  | HYS-APAR11 |  |  |  | DCP |  |  | -
1019 | UPDATE-1 | REGION 5 | TBBM MALANG | C | 1303-APAR-12/00 | 1303-HYS-APAR12/00 | 1303-HYS-APAR12/00 | 1303-HYS-APAR12/00 | OK | HYS-APAR12 |  | F |  | 01 |  | BOX APAR NO.12 | SF_OTHERS | GROES: 9KG; IWERK: 1303; INGRP: 049; GEWRK: 1303-LJP; WERGW: 1303; RBNR: 5399; SWERK: 1303; STORT: F303-LK3; BEBER: F02; ABCKZ: Y; BUKRS: 2222; KOSTL: 2222I55221; PROID: D43/XX/B6-1303/RT1/LK3; TPLNR: 1303 -HYS /HYDRANT SYST BOX APAR |  |  | HYS-APAR12 |  |  |  | DCP |  |  | -
1020 | UPDATE-1 | REGION 5 | TBBM MALANG | C | 1303-APAR-13/00 | 1303-HYS-APAR13/00 | 1303-HYS-APAR13/00 | 1303-HYS-APAR13/00 | OK | HYS-APAR13 |  | F |  | 01 |  | BOX APAR NO.13 | SF_OTHERS | GROES: 9KG; IWERK: 1303; INGRP: 049; GEWRK: 1303-LJP; WERGW: 1303; RBNR: 5399; SWERK: 1303; STORT: F303-LK3; BEBER: F02; ABCKZ: Y; BUKRS: 2222; KOSTL: 2222I55221; PROID: D43/XX/B6-1303/RT1/LK3; TPLNR: 1303 -HYS /HYDRANT SYST BOX APAR |  |  | HYS-APAR13 |  |  |  | DCP |  |  | -
1021 | UPDATE-1 | REGION 5 | TBBM MALANG | C | 1303-APAR-14/00 | 1303-HYS-APAR14/00 | 1303-HYS-APAR14/00 | 1303-HYS-APAR14/00 | OK | HYS-APAR14 |  | F |  | 01 |  | BOX APAR NO.14 | SF_OTHERS | GROES: 9KG; IWERK: 1303; INGRP: 049; GEWRK: 1303-LJP; WERGW: 1303; RBNR: 5399; SWERK: 1303; STORT: F303-LK3; BEBER: F02; ABCKZ: Y; BUKRS: 2222; KOSTL: 2222I55221; PROID: D43/XX/B6-1303/RT1/LK3; TPLNR: 1303 -HYS /HYDRANT SYST BOX APAR |  |  | HYS-APAR14 |  |  |  | DCP |  |  | -
1022 | UPDATE-1 | REGION 5 | TBBM MALANG | C | 1303-APAR-15/00 | 1303-HYS-APAR15/00 | 1303-HYS-APAR15/00 | 1303-HYS-APAR15/00 | OK | HYS-APAR15 |  | F |  | 01 |  | BOX APAR NO.15 | SF_OTHERS | GROES: 9KG; IWERK: 1303; INGRP: 049; GEWRK: 1303-LJP; WERGW: 1303; RBNR: 5399; SWERK: 1303; STORT: F303-LK3; BEBER: F02; ABCKZ: Y; BUKRS: 2222; KOSTL: 2222I55221; PROID: D43/XX/B6-1303/RT1/LK3; TPLNR: 1303 -HYS /HYDRANT SYST BOX APAR |  |  | HYS-APAR15 |  |  |  | DCP |  |  | -
1023 | UPDATE-1 | REGION 5 | TBBM MALANG | C | 1303-APAR-16/00 | 1303-HYS-APAR16/00 | 1303-HYS-APAR16/00 | 1303-HYS-APAR16/00 | OK | HYS-APAR16 |  | F |  | 01 |  | BOX APAR NO.16 | SF_OTHERS | GROES: 9KG; IWERK: 1303; INGRP: 049; GEWRK: 1303-LJP; WERGW: 1303; RBNR: 5399; SWERK: 1303; STORT: F303-LK3; BEBER: F02; ABCKZ: Y; BUKRS: 2222; KOSTL: 2222I55221; PROID: D43/XX/B6-1303/RT1/LK3; TPLNR: 1303 -HYS /HYDRANT SYST BOX APAR |  |  | HYS-APAR16 |  |  |  | DCP |  |  | -
1024 | UPDATE-1 | REGION 5 | TBBM MALANG | C | 1303-APAR-17/00 | 1303-HYS-APAR17/00 | 1303-HYS-APAR17/00 | 1303-HYS-APAR17/00 | OK | HYS-APAR17 |  | F |  | 01 |  | BOX APAR NO.17 | SF_OTHERS | GROES: 9KG; IWERK: 1303; INGRP: 049; GEWRK: 1303-LJP; WERGW: 1303; RBNR: 5399; SWERK: 1303; STORT: F303-LK3; BEBER: F02; ABCKZ: Y; BUKRS: 2222; KOSTL: 2222I55221; PROID: D43/XX/B6-1303/RT1/LK3; TPLNR: 1303 -HYS /HYDRANT SYST BOX APAR |  |  | HYS-APAR17 |  |  |  | DCP |  |  | -
1025 | UPDATE-1 | REGION 5 | TBBM MALANG | C | 1303-APAR-18/00 | 1303-HYS-APAR18/00 | 1303-HYS-APAR18/00 | 1303-HYS-APAR18/00 | OK | HYS-APAR18 |  | F |  | 01 |  | BOX APAR NO.18 | SF_OTHERS | GROES: 9KG; IWERK: 1303; INGRP: 049; GEWRK: 1303-LJP; WERGW: 1303; RBNR: 5399; SWERK: 1303; STORT: F303-LK3; BEBER: F02; ABCKZ: Y; BUKRS: 2222; KOSTL: 2222I55221; PROID: D43/XX/B6-1303/RT1/LK3; TPLNR: 1303 -HYS /HYDRANT SYST BOX APAR |  |  | HYS-APAR18 |  |  |  | DCP |  |  | -
1026 | UPDATE-1 | REGION 5 | TBBM MALANG | U | 1303-APAR-19/00 | 1303-HYS-APAR19/00 | 1303-HYS-APAR19/00 | 1303-HYS-APAR19/00 | GANTI MODEL CO2 | HYS-APAR19 |  | F |  | 01 |  | BOX APAR NO.19 | SF_OTHERS | GROES: 9KG; IWERK: 1303; INGRP: 049; GEWRK: 1303-LJP; WERGW: 1303; RBNR: 5399; SWERK: 1303; STORT: F303-LK3; BEBER: F02; ABCKZ: Y; BUKRS: 2222; KOSTL: 2222I55221; PROID: D43/XX/B6-1303/RT1/LK3; TPLNR: 1303 -HYS /HYDRANT SYST BOX APAR |  |  | HYS-APAR19 |  |  |  | CO2 |  |  | -
1027 | UPDATE-1 | REGION 5 | TBBM MALANG | U | 1303-APAR-20/00 | 1303-HYS-APAR20/00 | 1303-HYS-APAR20/00 | 1303-HYS-APAR20/00 | GANTI MODEL CO2 | HYS-APAR20 |  | F |  | 01 |  | BOX APAR NO.20 | SF_OTHERS | GROES: 9KG; IWERK: 1303; INGRP: 049; GEWRK: 1303-LJP; WERGW: 1303; RBNR: 5399; SWERK: 1303; STORT: F303-LK3; BEBER: F02; ABCKZ: Y; BUKRS: 2222; KOSTL: 2222I55221; PROID: D43/XX/B6-1303/RT1/LK3; TPLNR: 1303 -HYS /HYDRANT SYST BOX APAR |  |  | HYS-APAR20 |  |  |  | CO2 |  |  | -
1028 | UPDATE-1 | REGION 5 | TBBM MALANG | U | 1303-APAR-21/00 | 1303-HYS-APAR21/00 | 1303-HYS-APAR21/00 | 1303-HYS-APAR21/00 | GANTI MODEL CO2 | HYS-APAR21 |  | F |  | 01 |  | BOX APAR NO.21 | SF_OTHERS | GROES: 9KG; IWERK: 1303; INGRP: 049; GEWRK: 1303-LJP; WERGW: 1303; RBNR: 5399; SWERK: 1303; STORT: F303-LK3; BEBER: F02; ABCKZ: Y; BUKRS: 2222; KOSTL: 2222I55221; PROID: D43/XX/B6-1303/RT1/LK3; TPLNR: 1303 -HYS /HYDRANT SYST BOX APAR |  |  | HYS-APAR21 |  |  |  | CO2 |  |  | -
1029 | UPDATE-1 | REGION 5 | TBBM MALANG | U | 1303-APAR-22/00 | 1303-HYS-APAR22/00 | 1303-HYS-APAR22/00 | 1303-HYS-APAR22/00 | GANTI MODEL CO2 | HYS-APAR22 |  | F |  | 01 |  | BOX APAR NO.22 | SF_OTHERS | GROES: 9KG; IWERK: 1303; INGRP: 049; GEWRK: 1303-LJP; WERGW: 1303; RBNR: 5399; SWERK: 1303; STORT: F303-LK3; BEBER: F02; ABCKZ: Y; BUKRS: 2222; KOSTL: 2222I55221; PROID: D43/XX/B6-1303/RT1/LK3; TPLNR: 1303 -HYS /HYDRANT SYST BOX APAR |  |  | HYS-APAR22 |  |  |  | CO2 |  |  | -
1030 | UPDATE-1 | REGION 5 | TBBM MALANG | U | 1303-APAR-23/00 | 1303-HYS-APAR23/00 | 1303-HYS-APAR23/00 | 1303-HYS-APAR23/00 | GANTI MODEL CO2 | HYS-APAR23 |  | F |  | 01 |  | BOX APAR NO.23 | SF_OTHERS | GROES: 9KG; IWERK: 1303; INGRP: 049; GEWRK: 1303-LJP; WERGW: 1303; RBNR: 5399; SWERK: 1303; STORT: F303-LK3; BEBER: F02; ABCKZ: Y; BUKRS: 2222; KOSTL: 2222I55221; PROID: D43/XX/B6-1303/RT1/LK3; TPLNR: 1303 -HYS /HYDRANT SYST BOX APAR |  |  | HYS-APAR23 |  |  |  | CO2 |  |  | -
1031 | UPDATE-1 | REGION 5 | TBBM MALANG | U | 1303-APAR-24/00 | 1303-HYS-APAR24/00 | 1303-HYS-APAR24/00 | 1303-HYS-APAR24/00 | GANTI MODEL CO2 | HYS-APAR24 |  | F |  | 01 |  | BOX APAR NO.24 | SF_OTHERS | GROES: 9KG; IWERK: 1303; INGRP: 049; GEWRK: 1303-LJP; WERGW: 1303; RBNR: 5399; SWERK: 1303; STORT: F303-LK3; BEBER: F02; ABCKZ: Y; BUKRS: 2222; KOSTL: 2222I55221; PROID: D43/XX/B6-1303/RT1/LK3; TPLNR: 1303 -HYS /HYDRANT SYST BOX APAR |  |  | HYS-APAR24 |  |  |  | CO2 |  |  | -
1032 | UPDATE-1 | REGION 5 | TBBM MALANG | U | 1303-APAR-25/00 | 1303-HYS-APAR25/00 | 1303-HYS-APAR25/00 | 1303-HYS-APAR25/00 | GANTI MODEL CO2 | HYS-APAR25 |  | F |  | 01 |  | BOX APAR NO.25 | SF_OTHERS | GROES: 9KG; IWERK: 1303; INGRP: 049; GEWRK: 1303-LJP; WERGW: 1303; RBNR: 5399; SWERK: 1303; STORT: F303-LK3; BEBER: F02; ABCKZ: Y; BUKRS: 2222; KOSTL: 2222I55221; PROID: D43/XX/B6-1303/RT1/LK3; TPLNR: 1303 -HYS /HYDRANT SYST BOX APAR |  |  | HYS-APAR25 |  |  |  | CO2 |  |  | -
1033 | UPDATE-1 | REGION 5 | TBBM MALANG | U | 1303-APAR-26/00 | 1303-HYS-APAR26/00 | 1303-HYS-APAR26/00 | 1303-HYS-APAR26/00 | GANTI MODEL CO2 | HYS-APAR26 |  | F |  | 01 |  | BOX APAR NO.26 | SF_OTHERS | GROES: 9KG; IWERK: 1303; INGRP: 049; GEWRK: 1303-LJP; WERGW: 1303; RBNR: 5399; SWERK: 1303; STORT: F303-LK3; BEBER: F02; ABCKZ: Y; BUKRS: 2222; KOSTL: 2222I55221; PROID: D43/XX/B6-1303/RT1/LK3; TPLNR: 1303 -HYS /HYDRANT SYST BOX APAR |  |  | HYS-APAR26 |  |  |  | CO2 |  |  | -
1034 | UPDATE-1 | REGION 5 | TBBM MALANG | C | 1303-FWP-01/00 | 1303-PFW-WP01/00 | 1303-PFW-WP01/00 | 1303-PFW-WP01/00 | OK | PFW-WP01 | SECE | F |  | 01 | SECE | WATER POND NO.01 | SF_OTHERS | GROES: 300M3,L10XW10XD3M; IWERK: 1303; INGRP: 049; GEWRK: 1303-LJP; WERGW: 1303; RBNR: 5399; SWERK: 1303; STORT: F303-LK3; BEBER: F02; ABCKZ: V; BUKRS: 2222; KOSTL: 2222I55221; PROID: D43/XX/B6-1303/RT1/LK3; TPLNR: 1303 -PFW /WATER POND 01 |  |  | PFW-WP01 |  |  | CONCRETE POND | KOLAM |  |  | -
1035 | UPDATE-1 | REGION 5 | TBBM MALANG | C | 1303-FWP-02/00 | 1303-PFW-WP02/00 | 1303-PFW-WP02/00 | 1303-PFW-WP02/00 | OK | PFW-WP02 | SECE | F |  | 01 | SECE | WATER POND NO.02 | SF_OTHERS | GROES: 400M3,L10XW10XD3M; IWERK: 1303; INGRP: 049; GEWRK: 1303-LJP; WERGW: 1303; RBNR: 5399; SWERK: 1303; STORT: F303-LK3; BEBER: F02; ABCKZ: V; BUKRS: 2222; KOSTL: 2222I55221; PROID: D43/XX/B6-1303/RT1/LK3; TPLNR: 1303 -PFW /WATER POND 02 |  |  | PFW-WP02 |  |  | CONCRETE POND | KOLAM |  |  | -
1036 | UPDATE-1 | REGION 5 | TBBM MALANG | C | 1303-FWP-03/00 | 1303-PFW-WP03/00 | 1303-PFW-WP03/00 | 1303-PFW-WP03/00 | OK | PFW-WP03 | SECE | F |  | 01 | SECE | WATER POND NO.03 | SF_OTHERS | GROES: 450M3,L10XW10XD3M; IWERK: 1303; INGRP: 049; GEWRK: 1303-LJP; WERGW: 1303; RBNR: 5399; SWERK: 1303; STORT: F303-LK3; BEBER: F02; ABCKZ: V; BUKRS: 2222; KOSTL: 2222I55221; PROID: D43/XX/B6-1303/RT1/LK3; TPLNR: 1303 -PFW /WATER POND 03 |  |  | PFW-WP03 |  |  | CONCRETE POND | KOLAM |  |  | -
1037 | UPDATE-1 | REGION 5 | TBBM MALANG | D to C | NEW | 1303-JP01-PP01/00 | 1303-JP01-PF01/00 | 1303-JP01-PF01/00 | GANTI TAG NO | JP01-PF01 |  | V |  | 01 |  | PIPING INLET JOCKEY PUMP | SF_PIPA_PEMADAM | GROES: 2IN,SCH40; IWERK: 1303; INGRP: 049; GEWRK: 1303-LJP; WERGW: 1303; RBNR: 4001; SWERK: 1303; STORT: F303-LK3; BEBER: F02; ABCKZ: T; BUKRS: 2222; KOSTL: 2222I55221; PROID: D43/XX/B6-1303/RT1/LK3; TPLNR: 1303 -PFW /PIPE SYST FIRE WATER |  |  | JP01-PF01 |  |  |  | API 5L,GR B |  |  | - | [20 empty] | REVISI
1038 | UPDATE-1 | REGION 5 | TBBM MALANG | D to C | NEW | 1303-JP01-PP02/00 | 1303-JP01-PF02/00 | 1303-JP01-PF02/00 | GANTI TAG NO | JP01-PF02 |  | V |  | 01 |  | PIPING OUTLET JOCKEY PUMP | SF_PIPA_PEMADAM | GROES: 2IN,SCH40; IWERK: 1303; INGRP: 049; GEWRK: 1303-LJP; WERGW: 1303; RBNR: 4001; SWERK: 1303; STORT: F303-LK3; BEBER: F02; ABCKZ: T; BUKRS: 2222; KOSTL: 2222I55221; PROID: D43/XX/B6-1303/RT1/LK3; TPLNR: 1303 -PFW /PIPE SYST FIRE WATER |  |  | JP01-PF02 |  |  |  | API 5L,GR B |  |  | - | [20 empty] | REVISI
1039 | UPDATE-1 | REGION 5 | TBBM MALANG | D to C | 1303-FWP1-PPO2/00 | 1303-PFW-PP03/00 | 1303-PFW-PF03/00 | 1303-PFW-PF03/00 | GANTI TAG NO | PFW-PF03 | SECE | V |  | 01 | SECE | PIPING WATER POND NO.02 | SF_PIPA_PEMADAM | GROES: 8IN,SCH40; IWERK: 1303; INGRP: 049; GEWRK: 1303-LJP; WERGW: 1303; RBNR: 4001; SWERK: 1303; STORT: F303-LK3; BEBER: F02; ABCKZ: V; BUKRS: 2222; KOSTL: 2222I55221; PROID: D43/XX/B6-1303/RT1/LK3; TPLNR: 1303 -PFW /PIPE SYST FIRE WATER |  |  | PFW-PF03 |  |  |  | API 5L,GR B |  |  | - | [20 empty] | REVISI
1040 | UPDATE-1 | REGION 5 | TBBM MALANG | D to C | 1303-FWP2-PPO2/00 | 1303-PFW-PP04/00 | 1303-PFW-PF04/00 | 1303-PFW-PF04/00 | GANTI TAG NO | PFW-PF04 | SECE | V |  | 01 | SECE | PIPING WATER POND NO.03 | SF_PIPA_PEMADAM | GROES: 8IN,SCH40; IWERK: 1303; INGRP: 049; GEWRK: 1303-LJP; WERGW: 1303; RBNR: 4001; SWERK: 1303; STORT: F303-LK3; BEBER: F02; ABCKZ: V; BUKRS: 2222; KOSTL: 2222I55221; PROID: D43/XX/B6-1303/RT1/LK3; TPLNR: 1303 -PFW /PIPE SYST FIRE WATER |  |  | PFW-PF04 |  |  |  | API 5L,GR B |  |  | - | [20 empty] | REVISI
1041 | UPDATE-1 | REGION 5 | TBBM MALANG | D to C | 1303-FWP3-PPO2/00 | 1303-PFW-PP05/00 | 1303-PFW-PF05/00 | 1303-PFW-PF05/00 | GANTI TAG NO | PFW-PF05 | SECE | V |  | 01 | SECE | PIPING WATER POND NO.01 | SF_PIPA_PEMADAM | GROES: 8IN,SCH40; IWERK: 1303; INGRP: 049; GEWRK: 1303-LJP; WERGW: 1303; RBNR: 4001; SWERK: 1303; STORT: F303-LK3; BEBER: F02; ABCKZ: V; BUKRS: 2222; KOSTL: 2222I55221; PROID: D43/XX/B6-1303/RT1/LK3; TPLNR: 1303 -PFW /PIPE SYST FIRE WATER |  |  | PFW-PF05 |  |  |  | API 5L,GR B |  |  | - | [20 empty] | REVISI
1042 | UPDATE-1 | REGION 5 | TBBM MALANG | U | 1303-FWP1-GVO2/00 | 1303-PFW-GV03/00 | 1303-PFW-GV03/00 | 1303-PFW-GV03/00 | GANTI SIZE, DESKRIPSI | PFW-GV03 |  | N |  | 01 |  | GATE VALVE WATER POND NO.02 | SF_VALVE | GROES: 6IN-150PSI; IWERK: 1303; INGRP: 049; GEWRK: 1303-LJP; WERGW: 1303; RBNR: 7304; SWERK: 1303; STORT: F303-LK3; BEBER: F02; ABCKZ: T; BUKRS: 2222; KOSTL: 2222I55221; PROID: D43/XX/B6-1303/RT1/LK3; TPLNR: 1303 -PFW /PIPE SYST FIRE WATER |  |  | PFW-GV03 |  |  | CRANE | GATE,ASTM A216 WCB |  |  | US
1043 | UPDATE-1 | REGION 5 | TBBM MALANG | U | 1303-FWP2-GVO2/00 | 1303-PFW-GV04/00 | 1303-PFW-GV04/00 | 1303-PFW-GV04/00 | GANTI DESKRIPSI | PFW-GV04 |  | N |  | 01 |  | GATE VALVE FIRE WATER TO WATER POND 01 | SF_VALVE | GROES: 8IN-150PSI; IWERK: 1303; INGRP: 049; GEWRK: 1303-LJP; WERGW: 1303; RBNR: 7304; SWERK: 1303; STORT: F303-LK3; BEBER: F02; ABCKZ: T; BUKRS: 2222; KOSTL: 2222I55221; PROID: D43/XX/B6-1303/RT1/LK3; TPLNR: 1303 -PFW /PIPE SYST FIRE WATER |  |  | PFW-GV04 |  |  | CRANE | GATE,ASTM A216 WCB |  |  | US
1044 | UPDATE-1 | REGION 5 | TBBM MALANG | U | 1303-FWP3-GVO2/00 | 1303-PFW-GV05/00 | 1303-PFW-GV05/00 | 1303-PFW-GV05/00 | GANTI DESKRIPSI | PFW-GV05 |  | N |  | 01 |  | GATE VALVE FW TO WATER POND NO.01 | SF_VALVE | GROES: 8IN-150PSI; IWERK: 1303; INGRP: 049; GEWRK: 1303-LJP; WERGW: 1303; RBNR: 7304; SWERK: 1303; STORT: F303-LK3; BEBER: F02; ABCKZ: T; BUKRS: 2222; KOSTL: 2222I55221; PROID: D43/XX/B6-1303/RT1/LK3; TPLNR: 1303 -PFW /PIPE SYST FIRE WATER |  |  | PFW-GV05 |  |  | CRANE | GATE,ASTM A216 WCB |  |  | US
1045 | UPDATE-1 | REGION 5 | TBBM MALANG | D to C | NEW | 1303-PFW-PP06/00 | 1303-PFW-PF06/00 | 1303-PFW-PF06/00 | GANTI TAG NO | PFW-PF06 |  | V |  | 01 |  | PIPING WATER POND NO.03 | SF_PIPA_PEMADAM | GROES: 3IN,SCH40; IWERK: 1303; INGRP: 049; GEWRK: 1303-LJP; WERGW: 1303; RBNR: 4001; SWERK: 1303; STORT: F303-LK3; BEBER: F02; ABCKZ: T; BUKRS: 2222; KOSTL: 2222I55221; PROID: D43/XX/B6-1303/RT1/LK3; TPLNR: 1303 -PFW /PIPE SYST FIRE WATER |  |  | PFW-PF06 |  |  |  | API 5L,GR B |  |  | - | [20 empty] | REVISI
1046 | UPDATE-1 | REGION 5 | TBBM MALANG | C | NEW | 1303-PFW-GV07/00 | 1303-PFW-GV07/00 | 1303-PFW-GV07/00 | OK | PFW-GV07 |  | N |  | 01 |  | GATE VALVE WATER POND NO.03 | SF_VALVE | GROES: 3IN-150PSI; IWERK: 1303; INGRP: 049; GEWRK: 1303-LJP; WERGW: 1303; RBNR: 7304; SWERK: 1303; STORT: F303-LK3; BEBER: F02; ABCKZ: T; BUKRS: 2222; KOSTL: 2222I55221; PROID: D43/XX/B6-1303/RT1/LK3; TPLNR: 1303 -PFW /PIPE SYST FIRE WATER |  |  | PFW-GV07 |  |  | CRANE | GATE,ASTM A216 WCB |  |  | US
1047 | UPDATE-1 | REGION 5 | TBBM MALANG | C | 1303-PFW-WS01/00 | 1303-PFW-WS01/00 | 1303-PFW-WS01/00 | 1303-PFW-WS01/00 | OK | PFW-WS01 | SECE | F |  | 01 | SECE | PIPE FIRE WATER WALL SPRAYER | SF_WATER_SPRAYER | GROES: 4IN; IWERK: 1303; INGRP: 049; GEWRK: 1303-LJP; WERGW: 1303; RBNR: 5399; SWERK: 1303; STORT: F303-LK3; BEBER: F02; ABCKZ: V; BUKRS: 2222; KOSTL: 2222I55221; PROID: D43/XX/B6-1303/RT1/LK3; TPLNR: 1303 -PFW /PIPE SYST FIRE WATER |  |  | PFW-WS01 |  |  |  | API 5L GR. B SCH 40 |  |  | -
1048 | UPDATE-1 | REGION 5 | TBBM MALANG | C | 1303-PFW-GV01/00 | 1303-PFW-GV08/00 | 1303-PFW-GV08/00 | 1303-PFW-GV08/00 | OK | PFW-GV08 |  | N |  | 01 |  | GATE VALVE FIRE WATER WALL NO.01 | SF_VALVE | GROES: 4IN-150PSI; IWERK: 1303; INGRP: 049; GEWRK: 1303-LJP; WERGW: 1303; RBNR: 7304; SWERK: 1303; STORT: F303-LK3; BEBER: F02; ABCKZ: T; BUKRS: 2222; KOSTL: 2222I55221; PROID: D43/XX/B6-1303/RT1/LK3; TPLNR: 1303 -PFW /PIPE SYST FIRE WATER |  |  | PFW-GV08 |  |  | ALFA VALVES INDONESIA | GATE,ASTM A216 WCB |  |  | ID
1049 | UPDATE-1 | REGION 5 | TBBM MALANG | C | 1303-PFW-GV02/00 | 1303-PFW-GV09/00 | 1303-PFW-GV09/00 | 1303-PFW-GV09/00 | OK | PFW-GV09 |  | N |  | 01 |  | GATE VALVE FIRE WATER WALL NO.02 | SF_VALVE | GROES: 4IN-150PSI; IWERK: 1303; INGRP: 049; GEWRK: 1303-LJP; WERGW: 1303; RBNR: 7304; SWERK: 1303; STORT: F303-LK3; BEBER: F02; ABCKZ: T; BUKRS: 2222; KOSTL: 2222I55221; PROID: D43/XX/B6-1303/RT1/LK3; TPLNR: 1303 -PFW /PIPE SYST FIRE WATER |  |  | PFW-GV09 |  |  | FBV | GATE,ASTM A216 WCB |  |  | US
1050 | UPDATE-1 | REGION 5 | TBBM MALANG | C | 1303-SG-T01/00 | 1303-FOS-T01/00 | 1303-FOS-T01/00 | 1303-FOS-T01/00 | OK | FOS-T01 | SECE | F |  | 01 | SECE | FOAM TANK NO.01 | SF_TANKI_SUPPORT | GROES: 2000L; IWERK: 1303; INGRP: 049; GEWRK: 1303-LJP; WERGW: 1303; RBNR: 0404; SWERK: 1303; STORT: F303-LK3; BEBER: F02; ABCKZ: V; BUKRS: 2222; KOSTL: 2222I55221; PROID: D43/XX/B6-1303/RT1/LK3; TPLNR: 1303 -FOS /FOAM RING SYSTEM |  |  | FOS-T01 |  |  |  | TANK HORIZONTAL |  |  | -
1051 | UPDATE-1 | REGION 5 | TBBM MALANG | C | 1303-SG-P01/00 | 1303-FOS-P01/00 | 1303-FOS-P01/00 | 1303-FOS-P01/00 | OK | FOS-P01 | SECE | F |  | 01 | SECE | FOAM PUMP NO.01 | SF_TANKI_SUPPORT | GROES: 5HP; IWERK: 1303; INGRP: 049; GEWRK: 1303-LJP; WERGW: 1303; RBNR: 1899; SWERK: 1303; STORT: F303-LK3; BEBER: F02; ABCKZ: V; BUKRS: 2222; KOSTL: 2222I55221; PROID: D43/XX/B6-1303/RT1/LK3; TPLNR: 1303 -FOS /FOAM RING SYSTEM |  |  | FOS-P01 |  |  | FIREDOS | MECHANIC PUMP |  |  | DE
1052 | UPDATE-1 | REGION 5 | TBBM MALANG | C | 1303-FHB01/00 | 1303-FOS-FOH01/00 | 1303-FOS-FOH01/00 | 1303-FOS-FOH01/00 | OK | FOS-FOH01 | SECE | F |  | 01 | SECE | FOAM HOSE BOX NO.01 | SF_OTHERS | GROES: 50M3; IWERK: 1303; INGRP: 049; GEWRK: 1303-LJP; WERGW: 1303; RBNR: 5399; SWERK: 1303; STORT: F303-LK3; BEBER: F02; ABCKZ: V; BUKRS: 2222; KOSTL: 2222I55221; PROID: D43/XX/B6-1303/RT1/LK3; TPLNR: 1303 -FOS /FOAM RING SYSTEM |  |  | FOS-FOH01 |  |  |  | KONVENSIONAL |  |  | -
1053 | UPDATE-1 | REGION 5 | TBBM MALANG | C | 1303-FHB02/00 | 1303-FOS-FOH02/00 | 1303-FOS-FOH02/00 | 1303-FOS-FOH02/00 | OK | FOS-FOH02 | SECE | F |  | 01 | SECE | FOAM HOSE BOX NO.02 | SF_OTHERS | GROES: 50M3; IWERK: 1303; INGRP: 049; GEWRK: 1303-LJP; WERGW: 1303; RBNR: 5399; SWERK: 1303; STORT: F303-LK3; BEBER: F02; ABCKZ: V; BUKRS: 2222; KOSTL: 2222I55221; PROID: D43/XX/B6-1303/RT1/LK3; TPLNR: 1303 -FOS /FOAM RING SYSTEM |  |  | FOS-FOH02 |  |  |  | KONVENSIONAL |  |  | -
1054 | UPDATE-1 | REGION 5 | TBBM MALANG | C | 1303-FHB03/00 | 1303-FOS-FOH03/00 | 1303-FOS-FOH03/00 | 1303-FOS-FOH03/00 | OK | FOS-FOH03 | SECE | F |  | 01 | SECE | FOAM HOSE BOX NO.03 | SF_OTHERS | GROES: 50M3; IWERK: 1303; INGRP: 049; GEWRK: 1303-LJP; WERGW: 1303; RBNR: 5399; SWERK: 1303; STORT: F303-LK3; BEBER: F02; ABCKZ: V; BUKRS: 2222; KOSTL: 2222I55221; PROID: D43/XX/B6-1303/RT1/LK3; TPLNR: 1303 -FOS /FOAM RING SYSTEM |  |  | FOS-FOH03 |  |  |  | KONVENSIONAL |  |  | -
1055 | UPDATE-1 | REGION 5 | TBBM MALANG | D to C | 1303-PP01/00 | 1303-FOS-PP01/00 | 1303-FOS-PF01/00 | 1303-FOS-PF01/00 | GANTI TAG NO | FOS-PF01 | SECE | V |  | 01 | SECE | PIPING FOAM RING SISTEM | SF_PIPA_PEMADAM | GROES: 4IN-SCH40; IWERK: 1303; INGRP: 049; GEWRK: 1303-LJP; WERGW: 1303; RBNR: 4001; SWERK: 1303; STORT: F303-LK3; BEBER: F02; ABCKZ: V; BUKRS: 2222; KOSTL: 2222I55221; PROID: D43/XX/B6-1303/RT1/LK3; TPLNR: 1303 -FOS /FOAM RING SYSTEM |  |  | FOS-PF01 |  |  |  | API 5L,GR B |  |  | - | [20 empty] | REVISI
1056 | UPDATE-1 | REGION 5 | TBBM MALANG | D to C | 1303-PPO2-SGP01/00 | 1303-FOS-PP03/00 | 1303-FOS-PF03/00 | 1303-FOS-PF03/00 | GANTI TAG NO | FOS-PF03 | SECE | V |  | 01 | SECE | PIPING OUTLET FOAM PUMP NO.01 | SF_PIPA_PEMADAM | GROES: 4IN-SCH40; IWERK: 1303; INGRP: 049; GEWRK: 1303-LJP; WERGW: 1303; RBNR: 4001; SWERK: 1303; STORT: F303-LK3; BEBER: F02; ABCKZ: V; BUKRS: 2222; KOSTL: 2222I55221; PROID: D43/XX/B6-1303/RT1/LK3; TPLNR: 1303 -FOS /FOAM RING SYSTEM |  |  | FOS-PF03 |  |  |  | API 5L,GR B |  |  | - | [20 empty] | REVISI
1057 | UPDATE-1 | REGION 5 | TBBM MALANG | D to C | 1303-PPI1-SGP01/00 | 1303-FOS-PP02/00 | 1303-FOS-PF02/00 | 1303-FOS-PF02/00 | GANTI TAG NO | FOS-PF02 | SECE | V |  | 01 | SECE | PIPING INLET FOAM PUMP NO.01 | SF_PIPA_PEMADAM | GROES: 4IN-SCH40; IWERK: 1303; INGRP: 049; GEWRK: 1303-LJP; WERGW: 1303; RBNR: 4001; SWERK: 1303; STORT: F303-LK3; BEBER: F02; ABCKZ: V; BUKRS: 2222; KOSTL: 2222I55221; PROID: D43/XX/B6-1303/RT1/LK3; TPLNR: 1303 -FOS /FOAM RING SYSTEM |  |  | FOS-PF02 |  |  |  | API 5L,GR B |  |  | - | [20 empty] | REVISI
1058 | UPDATE-1 | REGION 5 | TBBM MALANG | C | 1303-GVI1-P01/00 | 1303-FOS-GV01/00 | 1303-FOS-GV01/00 | 1303-FOS-GV01/00 | OK | FOS-GV01 |  | N |  | 01 |  | GATE VALVE SUCTION FOAM PUMP NO.01 | SF_VALVE | GROES: 4IN-150PSI; IWERK: 1303; INGRP: 049; GEWRK: 1303-LJP; WERGW: 1303; RBNR: 7304; SWERK: 1303; STORT: F303-LK3; BEBER: F02; ABCKZ: T; BUKRS: 2222; KOSTL: 2222I55221; PROID: D43/XX/B6-1303/RT1/LK3; TPLNR: 1303 -FOS /FOAM RING SYSTEM |  |  | FOS-GV01 |  |  | CRANE | GATE,ASTM A216 WCB |  |  | US
1059 | UPDATE-1 | REGION 5 | TBBM MALANG | C | 1303-GVO2-P01/00 | 1303-FOS-GV02/00 | 1303-FOS-GV02/00 | 1303-FOS-GV02/00 | OK | FOS-GV02 |  | N |  | 01 |  | GATE VALVE DISCHARGE FOAM PUMP NO.01 | SF_VALVE | GROES: 4IN-150PSI; IWERK: 1303; INGRP: 049; GEWRK: 1303-LJP; WERGW: 1303; RBNR: 7304; SWERK: 1303; STORT: F303-LK3; BEBER: F02; ABCKZ: T; BUKRS: 2222; KOSTL: 2222I55221; PROID: D43/XX/B6-1303/RT1/LK3; TPLNR: 1303 -FOS /FOAM RING SYSTEM |  |  | FOS-GV02 |  |  | GLT | GATE,ASTM A216 WCB |  |  | IN
1060 | UPDATE-1 | REGION 5 | TBBM MALANG | C | 1303-FWM01/00 | 1303-FOS-FOM01/00 | 1303-FOS-FOM01/00 | 1303-FOS-FOM01/00 | OK | FOS-FOM01 |  | F |  | 01 |  | PORTABLE FOAM MONITOR NO.01 | SF_OTHERS | GROES: 100 L; IWERK: 1303; INGRP: 049; GEWRK: 1303-LJP; WERGW: 1303; RBNR: 5399; SWERK: 1303; STORT: F303-LK3; BEBER: F02; ABCKZ: Y; BUKRS: 2222; KOSTL: 2222I55221; PROID: D43/XX/B6-1303/RT1/LK3; TPLNR: 1303 -FOS /FOAM RING SYSTEM |  |  | FOS-FOM01 |  |  | ANSUL | PORTABLE |  |  | US
1061 | UPDATE-1 | REGION 5 | TBBM MALANG | C | 1303-FWM02/00 | 1303-FOS-FOM02/00 | 1303-FOS-FOM02/00 | 1303-FOS-FOM02/00 | OK | FOS-FOM02 |  | F |  | 01 |  | PORTABLE FOAM MONITOR NO.02 | SF_OTHERS | GROES: 100 L; IWERK: 1303; INGRP: 049; GEWRK: 1303-LJP; WERGW: 1303; RBNR: 5399; SWERK: 1303; STORT: F303-LK3; BEBER: F02; ABCKZ: Y; BUKRS: 2222; KOSTL: 2222I55221; PROID: D43/XX/B6-1303/RT1/LK3; TPLNR: 1303 -FOS /FOAM RING SYSTEM |  |  | FOS-FOM02 |  |  | ANSUL | PORTABLE |  |  | US
1062 | UPDATE-1 | REGION 5 | TBBM MALANG | C | 1303-CP-01/00 | 1303-PWR-PNL01/00 | 1303-PWR-PNL01/00 | 1303-PWR-PNL01/00 | OK | PWR-PNL01 |  | E |  | 01 |  | PANEL INCOMING PLN | SF_ELECTRICAL_SYST | GROES: L130XH158XW75 CM; IWERK: 1303; INGRP: 049; GEWRK: 1303-LJP; WERGW: 1303; RBNR: 9102; SWERK: 1303; STORT: F303-LJP; BEBER: F05; ABCKZ: T; BUKRS: 2222; KOSTL: 2222I55221; PROID: D43/XX/B6-1303/RT1/LJP; TPLNR: 1303 -PWR /PANEL INCOMING SOURCE |  |  | PWR-PNL01 |  |  | YORITSO |  |  |  | ID
1063 | UPDATE-1 | REGION 5 | TBBM MALANG | C | 1303-DE01/00 | 1303-DEG-DE01/00 | 1303-DEG-DE01/00 | 1303-DEG-DE01/00 | OK | DEG-DE01 |  | E |  | 01 |  | GENERATOR ENGINE NO.01 | SF_GENSET | GROES: 250KVA, 400V; IWERK: 1303; INGRP: 049; GEWRK: 1303-LJP; WERGW: 1303; RBNR: 1609; SWERK: 1303; STORT: F303-LJP; BEBER: F05; ABCKZ: V; BUKRS: 2222; KOSTL: 2222I55221; PROID: D43/XX/B6-1303/RT1/LJP; TPLNR: 1303 -DEG /GENSET |  |  | DEG-DE01 |  |  | FG WILSON | P250HE |  | FGWNAVOIHFOA03884 | US
1064 | UPDATE-1 | REGION 5 | TBBM MALANG | C | 1303-EG01/00 | 1303-DEG-G01/00 | 1303-DEG-G01/00 | 1303-DEG-G01/00 | OK | DEG-G01 |  | E |  | 01 |  | GENERATOR NO.01 | SF_GENSET | GROES: 250KVA; IWERK: 1303; INGRP: 049; GEWRK: 1303-LJP; WERGW: 1303; RBNR: 8702; SWERK: 1303; STORT: F303-LJP; BEBER: F05; ABCKZ: V; BUKRS: 2222; KOSTL: 2222I55221; PROID: D43/XX/B6-1303/RT1/LJP; TPLNR: 1303 -DEG /GENSET |  |  | DEG-G01 | [6 empty] | -
1065 | UPDATE-1 | REGION 5 | TBBM MALANG | C | 1303-OWN-T01/00 | 1303-DEG-T01/00 | 1303-DEG-T01/00 | 1303-DEG-T01/00 | OK | DEG-T01 |  | E |  | 01 |  | FUEL TANK,GENERATOR NO.01 | SF_TANKI_SUPPORT | GROES: L390XH150XW130 CM; IWERK: 1303; INGRP: 049; GEWRK: 1303-LJP; WERGW: 1303; RBNR: 0404; SWERK: 1303; STORT: F303-LJP; BEBER: F05; ABCKZ: T; BUKRS: 2222; KOSTL: 2222I55221; PROID: D43/XX/B6-1303/RT1/LJP; TPLNR: 1303 -DEG /GENSET |  |  | DEG-T01 | [6 empty] | -
1066 | UPDATE-1 | REGION 5 | TBBM MALANG | C | 1303-ATS01/00 | 1303-SWG-SWG01/00 | 1303-SWG-SWG01/00 | 1303-SWG-SWG01/00 | OK | SWG-SWG01 |  | E |  | 01 |  | SWITCHGEAR NO.01 | SF_SWITCHGEAR | GROES: 240KVA/50HZ,630A; IWERK: 1303; INGRP: 049; GEWRK: 1303-LJP; WERGW: 1303; RBNR: 8601; SWERK: 1303; STORT: F303-LJP; BEBER: F05; ABCKZ: T; BUKRS: 2222; KOSTL: 2222I55221; PROID: D43/XX/B6-1303/RT1/LJP; TPLNR: 1303 -SWG /SWITCHGEAR ROOM |  |  | SWG-SWG01 |  |  | ABB | MECHANICAL |  |  | CH
1067 | UPDATE-1 | REGION 5 | TBBM MALANG | C | 1303-SWG01/00 | 1303-SWG-MCC08/00 | 1303-SWG-MCC08/00 | 1303-SWG-MCC08/00 | OK | SWG-MCC08 |  | E |  | 01 |  | PANEL MCC/LVMDP | SF_MCC | GROES: 380V,630A,36KA; IWERK: 1303; INGRP: 049; GEWRK: 1303-LJP; WERGW: 1303; RBNR: 9102; SWERK: 1303; STORT: F303-LJP; BEBER: F05; ABCKZ: T; BUKRS: 2222; KOSTL: 2222I55221; PROID: D43/XX/B6-1303/RT1/LJP; TPLNR: 1303 -SWG /SWITCHGEAR ROOM |  |  | SWG-MCC08 | [6 empty] | -
1068 | UPDATE-1 | REGION 5 | TBBM MALANG | C | 1303-MCC01/00 | 1303-SWG-MCC01/00 | 1303-SWG-MCC01/00 | 1303-SWG-MCC01/00 | OK | SWG-MCC01 | SECE | E |  | 01 | SECE | PANEL POMPA PRODUK NO.01 | SF_MCC | GROES: 250 A; IWERK: 1303; INGRP: 049; GEWRK: 1303-LJP; WERGW: 1303; RBNR: 9099; SWERK: 1303; STORT: F303-LJP; BEBER: F05; ABCKZ: V; BUKRS: 2222; KOSTL: 2222I55221; PROID: D43/XX/B6-1303/RT1/LJP; TPLNR: 1303 -SWG /SWITCHGEAR ROOM |  |  | SWG-MCC01 | [6 empty] | -
1069 | UPDATE-1 | REGION 5 | TBBM MALANG | C | 1303-MCC02/00 | 1303-SWG-MCC02/00 | 1303-SWG-MCC02/00 | 1303-SWG-MCC02/00 | OK | SWG-MCC02 | SECE | E |  | 01 | SECE | PANEL POMPA PRODUK NO.02 | SF_MCC | GROES: 400 A; IWERK: 1303; INGRP: 049; GEWRK: 1303-LJP; WERGW: 1303; RBNR: 9099; SWERK: 1303; STORT: F303-LJP; BEBER: F05; ABCKZ: V; BUKRS: 2222; KOSTL: 2222I55221; PROID: D43/XX/B6-1303/RT1/LJP; TPLNR: 1303 -SWG /SWITCHGEAR ROOM |  |  | SWG-MCC02 |  |  | ABB |  |  |  | CH
1070 | UPDATE-1 | REGION 5 | TBBM MALANG | C | 1303-MCC03/00 | 1303-SWG-MCC03/00 | 1303-SWG-MCC03/00 | 1303-SWG-MCC03/00 | OK | SWG-MCC03 | SECE | E |  | 01 | SECE | PANEL POMPA PRODUK NO.03 | SF_MCC | GROES: 250 A; IWERK: 1303; INGRP: 049; GEWRK: 1303-LJP; WERGW: 1303; RBNR: 9099; SWERK: 1303; STORT: F303-LJP; BEBER: F05; ABCKZ: V; BUKRS: 2222; KOSTL: 2222I55221; PROID: D43/XX/B6-1303/RT1/LJP; TPLNR: 1303 -SWG /SWITCHGEAR ROOM |  |  | SWG-MCC03 | [6 empty] | -
1071 | UPDATE-1 | REGION 5 | TBBM MALANG | C | 1303-MCC04/00 | 1303-SWG-MCC04/00 | 1303-SWG-MCC04/00 | 1303-SWG-MCC04/00 | OK | SWG-MCC04 | SECE | E |  | 01 | SECE | PANEL POMPA PRODUK NO.04 | SF_MCC | GROES: 160 A; IWERK: 1303; INGRP: 049; GEWRK: 1303-LJP; WERGW: 1303; RBNR: 9099; SWERK: 1303; STORT: F303-LJP; BEBER: F05; ABCKZ: V; BUKRS: 2222; KOSTL: 2222I55221; PROID: D43/XX/B6-1303/RT1/LJP; TPLNR: 1303 -SWG /SWITCHGEAR ROOM |  |  | SWG-MCC04 |  |  | SCHNEIDER |  |  |  | FR
1072 | UPDATE-1 | REGION 5 | TBBM MALANG | C | 1303-MCC05/00 | 1303-SWG-MCC05/00 | 1303-SWG-MCC05/00 | 1303-SWG-MCC05/00 | OK | SWG-MCC05 | SECE | E |  | 01 | SECE | PANEL POMPA PRODUK NO.05 | SF_MCC | GROES: 100 A; IWERK: 1303; INGRP: 049; GEWRK: 1303-LJP; WERGW: 1303; RBNR: 9099; SWERK: 1303; STORT: F303-LJP; BEBER: F05; ABCKZ: V; BUKRS: 2222; KOSTL: 2222I55221; PROID: D43/XX/B6-1303/RT1/LJP; TPLNR: 1303 -SWG /SWITCHGEAR ROOM |  |  | SWG-MCC05 |  |  | SCHNEIDER |  |  |  | FR
1073 | UPDATE-1 | REGION 5 | TBBM MALANG | C | NEW | 1303-SWG-MCC06/00 | 1303-SWG-MCC06/00 | 1303-SWG-MCC06/00 | OK | SWG-MCC06 |  | E |  | 01 |  | PANEL POMPA PRODUK NO.06 | SF_MCC | GROES: 250 A; IWERK: 1303; INGRP: 049; GEWRK: 1303-LJP; WERGW: 1303; RBNR: 9099; SWERK: 1303; STORT: F303-LJP; BEBER: F05; ABCKZ: T; BUKRS: 2222; KOSTL: 2222I55221; PROID: D43/XX/B6-1303/RT1/LJP; TPLNR: 1303 -SWG /SWITCHGEAR ROOM |  |  | SWG-MCC06 |  |  | SIEMENS |  |  |  | DE
1074 | UPDATE-1 | REGION 5 | TBBM MALANG | C | NEW | 1303-SWG-MCC07/00 | 1303-SWG-MCC07/00 | 1303-SWG-MCC07/00 | OK | SWG-MCC07 |  | E |  | 01 |  | PANEL POMPA PRODUK NO.07 | SF_MCC | GROES: 100 A; IWERK: 1303; INGRP: 049; GEWRK: 1303-LJP; WERGW: 1303; RBNR: 9099; SWERK: 1303; STORT: F303-LJP; BEBER: F05; ABCKZ: T; BUKRS: 2222; KOSTL: 2222I55221; PROID: D43/XX/B6-1303/RT1/LJP; TPLNR: 1303 -SWG /SWITCHGEAR ROOM |  |  | SWG-MCC07 |  |  | SCHNEIDER |  |  |  | FR
1075 | UPDATE-1 | REGION 5 | TBBM MALANG | C | 1303-EWS01/00 | 1303-SWG-EWS01/00 | 1303-SWG-EWS01/00 | 1303-SWG-EWS01/00 | OK | SWG-EWS01 | SECE | E |  | 01 | SECE | PANEL EARLY WARNING SYSTEM | SF_ELECTRICAL_SYST | GROES: 50A; IWERK: 1303; INGRP: 049; GEWRK: 1303-LJP; WERGW: 1303; RBNR: 9102; SWERK: 1303; STORT: F303-LJP; BEBER: F05; ABCKZ: V; BUKRS: 2222; KOSTL: 2222I55221; PROID: D43/XX/B6-1303/RT1/LJP; TPLNR: 1303 -SWG /SWITCHGEAR ROOM |  |  | SWG-EWS01 | [6 empty] | -
1076 | UPDATE-1 | REGION 5 | TBBM MALANG | C | 1303-LSC01/00 | 1303-SWG-CP01/00 | 1303-SWG-CP01/00 | 1303-SWG-CP01/00 | OK | SWG-CP01 | SECE | E |  | 01 | SECE | PANEL LEVEL SWITCH CONTROLLER | SF_ELECTRICAL_SYST | GROES: 50 A; IWERK: 1303; INGRP: 049; GEWRK: 1303-LJP; WERGW: 1303; RBNR: 9102; SWERK: 1303; STORT: F303-LJP; BEBER: F05; ABCKZ: V; BUKRS: 2222; KOSTL: 2222I55221; PROID: D43/XX/B6-1303/RT1/LJP; TPLNR: 1303 -SWG /SWITCHGEAR ROOM |  |  | SWG-CP01 | [6 empty] | -
1077 | UPDATE-1 | REGION 5 | TBBM MALANG | C | 1303-W3-01-1/00 | 1303-WB3-SDB01/00 | 1303-WB3-SDB01/00 | 1303-WB3-SDB01/00 | OK | WB3-SDB01 |  | C |  | 01 |  | BAK DRYING BED NO.01 | SF_OTHERS | GROES: 36 M3; IWERK: 1303; INGRP: 049; GEWRK: 1303-LJP; WERGW: 1303; RBNR: 6104; SWERK: 1303; STORT: F303-LK3; BEBER: F02; ABCKZ: Y; BUKRS: 2222; KOSTL: 2222I55221; PROID: D43/XX/B6-1303/RT1/LK3; TPLNR: 1303 -WB3 /DRYING BED |  |  | WB3-SDB01 | [6 empty] | -
1078 | UPDATE-1 | REGION 5 | TBBM MALANG | C | 1303-W3-01-2/00 | 1303-WB3-SDB02/00 | 1303-WB3-SDB02/00 | 1303-WB3-SDB02/00 | OK | WB3-SDB02 |  | C |  | 01 |  | BAK DRYING BED NO.02 | SF_OTHERS | GROES: 36 M3; IWERK: 1303; INGRP: 049; GEWRK: 1303-LJP; WERGW: 1303; RBNR: 6104; SWERK: 1303; STORT: F303-LK3; BEBER: F02; ABCKZ: Y; BUKRS: 2222; KOSTL: 2222I55221; PROID: D43/XX/B6-1303/RT1/LK3; TPLNR: 1303 -WB3 /DRYING BED |  |  | WB3-SDB02 | [6 empty] | -
1079 | UPDATE-1 | REGION 5 | TBBM MALANG | C | 1303-01/00 | 1303-OCR-OC01/00 | 1303-OCR-OC01/00 | 1303-OCR-OC01/00 | OK | OCR-OC01 |  | C |  | 01 |  | OIL CATCHER NO.01 | SF_OIL_CATCHER | GROES: 15 M3; IWERK: 1303; INGRP: 049; GEWRK: 1303-LJP; WERGW: 1303; RBNR: 6101; SWERK: 1303; STORT: F303-LK3; BEBER: F02; ABCKZ: T; BUKRS: 2222; KOSTL: 2222I55221; PROID: D43/XX/B6-1303/RT1/LK3; TPLNR: 1303 -OCR /OIL CATCHER NO 01 |  |  | OCR-OC01 |  |  | DRAINAGE |  |  |  | CN
1080 | UPDATE-1 | REGION 5 | TBBM MALANG | C | 1303-01-GVFS/00 | 1303-OC01-GV01/00 | 1303-OC01-GV01/00 | 1303-OC01-GV01/00 | OK | OC01-GV01 |  | N |  | 01 |  | GATE VALVE OIL CATCHER NO.1 | SF_VALVE | GROES: 4IN-150PSI; IWERK: 1303; INGRP: 049; GEWRK: 1303-LJP; WERGW: 1303; RBNR: 7304; SWERK: 1303; STORT: F303-LK3; BEBER: F02; ABCKZ: T; BUKRS: 2222; KOSTL: 2222I55221; PROID: D43/XX/B6-1303/RT1/LK3; TPLNR: 1303 -OCR /OIL CATCHER NO 01 |  |  | OC01-GV01 |  |  | CRANE | GATE,ASTM A216 WCB |  |  | US
1081 | UPDATE-1 | REGION 5 | TBBM MALANG | C | 1303-02/00 | 1303-OCR-OC02/00 | 1303-OCR-OC02/00 | 1303-OCR-OC02/00 | OK | OCR-OC02 |  | C |  | 01 |  | OIL CATCHER NO.02 | SF_OIL_CATCHER | GROES: 15 M3; IWERK: 1303; INGRP: 049; GEWRK: 1303-LJP; WERGW: 1303; RBNR: 6101; SWERK: 1303; STORT: F303-LK3; BEBER: F02; ABCKZ: T; BUKRS: 2222; KOSTL: 2222I55221; PROID: D43/XX/B6-1303/RT1/LK3; TPLNR: 1303 -OCR /OIL CATCHER NO 02 |  |  | OCR-OC02 |  |  | DRAINAGE |  |  |  | CN
1082 | UPDATE-1 | REGION 5 | TBBM MALANG | C | 1303-02-GVFS/00 | 1303-OC02-GV01/00 | 1303-OC02-GV01/00 | 1303-OC02-GV01/00 | OK | OC02-GV01 |  | N |  | 01 |  | GATE VALVE OIL CATCHER NO.2 | SF_VALVE | GROES: 4IN-150PSI; IWERK: 1303; INGRP: 049; GEWRK: 1303-LJP; WERGW: 1303; RBNR: 7304; SWERK: 1303; STORT: F303-LK3; BEBER: F02; ABCKZ: T; BUKRS: 2222; KOSTL: 2222I55221; PROID: D43/XX/B6-1303/RT1/LK3; TPLNR: 1303 -OCR /OIL CATCHER NO 02 |  |  | OC02-GV01 |  |  | CRANE | GATE,ASTM A216 WCB |  |  | US
1083 | UPDATE-1 | REGION 5 | TBBM MALANG | C | 1303-03/00 | 1303-OCR-OC03/00 | 1303-OCR-OC03/00 | 1303-OCR-OC03/00 | OK | OCR-OC03 |  | C |  | 01 |  | OIL CATCHER NO.03 | SF_OIL_CATCHER | GROES: 15 M3; IWERK: 1303; INGRP: 049; GEWRK: 1303-LJP; WERGW: 1303; RBNR: 6101; SWERK: 1303; STORT: F303-LK3; BEBER: F02; ABCKZ: T; BUKRS: 2222; KOSTL: 2222I55221; PROID: D43/XX/B6-1303/RT1/LK3; TPLNR: 1303 -OCR /OIL CATCHER NO 03 |  |  | OCR-OC03 |  |  | DRAINAGE |  |  |  | CN
1084 | UPDATE-1 | REGION 5 | TBBM MALANG | C | 1303-03-GVFS/00 | 1303-OC03-GV01/00 | 1303-OC03-GV01/00 | 1303-OC03-GV01/00 | OK | OC03-GV01 |  | N |  | 01 |  | GATE VALVE OIL CATCHER NO.3 | SF_VALVE | GROES: 4IN-150PSI; IWERK: 1303; INGRP: 049; GEWRK: 1303-LJP; WERGW: 1303; RBNR: 7304; SWERK: 1303; STORT: F303-LK3; BEBER: F02; ABCKZ: T; BUKRS: 2222; KOSTL: 2222I55221; PROID: D43/XX/B6-1303/RT1/LK3; TPLNR: 1303 -OCR /OIL CATCHER NO 03 |  |  | OC03-GV01 |  |  | CRANE | GATE,ASTM A216 WCB |  |  | US
1085 | UPDATE-1 | REGION 5 | TBBM MALANG | C | 1303-04/00 | 1303-OCR-OC04/00 | 1303-OCR-OC04/00 | 1303-OCR-OC04/00 | OK | OCR-OC04 |  | C |  | 01 |  | OIL CATCHER NO.04 | SF_OIL_CATCHER | GROES: 15 M3; IWERK: 1303; INGRP: 049; GEWRK: 1303-LJP; WERGW: 1303; RBNR: 6101; SWERK: 1303; STORT: F303-LK3; BEBER: F02; ABCKZ: T; BUKRS: 2222; KOSTL: 2222I55221; PROID: D43/XX/B6-1303/RT1/LK3; TPLNR: 1303 -OCR /OIL CATCHER NO 04 |  |  | OCR-OC04 |  |  | DRAINAGE |  |  |  | CN
1086 | UPDATE-1 | REGION 5 | TBBM MALANG | C | 1303-04-GVFS/00 | 1303-OC04-GV01/00 | 1303-OC04-GV01/00 | 1303-OC04-GV01/00 | OK | OC04-GV01 |  | N |  | 01 |  | GATE VALVE OIL CATCHER NO.4 | SF_VALVE | GROES: 4IN-150PSI; IWERK: 1303; INGRP: 049; GEWRK: 1303-LJP; WERGW: 1303; RBNR: 7304; SWERK: 1303; STORT: F303-LK3; BEBER: F02; ABCKZ: T; BUKRS: 2222; KOSTL: 2222I55221; PROID: D43/XX/B6-1303/RT1/LK3; TPLNR: 1303 -OCR /OIL CATCHER NO 04 |  |  | OC04-GV01 |  |  | CRANE | GATE,ASTM A216 WCB |  |  | US
1087 | UPDATE-1 | REGION 5 | TBBM MALANG | C | 1303-05/00 | 1303-OCR-OC05/00 | 1303-OCR-OC05/00 | 1303-OCR-OC05/00 | OK | OCR-OC05 |  | C |  | 01 |  | OIL CATCHER NO.05 | SF_OIL_CATCHER | GROES: 15 M3; IWERK: 1303; INGRP: 049; GEWRK: 1303-LJP; WERGW: 1303; RBNR: 6101; SWERK: 1303; STORT: F303-LK3; BEBER: F02; ABCKZ: T; BUKRS: 2222; KOSTL: 2222I55221; PROID: D43/XX/B6-1303/RT1/LK3; TPLNR: 1303 -OCR /OIL CATCHER NO 05 |  |  | OCR-OC05 |  |  | DRAINAGE |  |  |  | CN
1088 | UPDATE-1 | REGION 5 | TBBM MALANG | C | 1303-05-GVFS/00 | 1303-OC05-GV01/00 | 1303-OC05-GV01/00 | 1303-OC05-GV01/00 | OK | OC05-GV01 |  | N |  | 01 |  | GATE VALVE OIL CATCHER NO.5 | SF_VALVE | GROES: 4IN-150PSI; IWERK: 1303; INGRP: 049; GEWRK: 1303-LJP; WERGW: 1303; RBNR: 7304; SWERK: 1303; STORT: F303-LK3; BEBER: F02; ABCKZ: T; BUKRS: 2222; KOSTL: 2222I55221; PROID: D43/XX/B6-1303/RT1/LK3; TPLNR: 1303 -OCR /OIL CATCHER NO 05 |  |  | OC05-GV01 |  |  | CRANE | GATE,ASTM A216 WCB |  |  | US
1089 | UPDATE-1 | REGION 5 | TBBM MALANG | C | 1303-06/00 | 1303-OCR-OC06/00 | 1303-OCR-OC06/00 | 1303-OCR-OC06/00 | OK | OCR-OC06 |  | C |  | 01 |  | OIL CATCHER NO.06 | SF_OIL_CATCHER | GROES: 15 M3; IWERK: 1303; INGRP: 049; GEWRK: 1303-LJP; WERGW: 1303; RBNR: 6101; SWERK: 1303; STORT: F303-LK3; BEBER: F02; ABCKZ: T; BUKRS: 2222; KOSTL: 2222I55221; PROID: D43/XX/B6-1303/RT1/LK3; TPLNR: 1303 -OCR /OIL CATCHER NO 06 |  |  | OCR-OC06 |  |  | DRAINAGE |  |  |  | CN
1090 | UPDATE-1 | REGION 5 | TBBM MALANG | C | 1303-06-GVFS/00 | 1303-OC06-GV01/00 | 1303-OC06-GV01/00 | 1303-OC06-GV01/00 | OK | OC06-GV01 |  | N |  | 01 |  | GATE VALVE OIL CATCHER NO.6 | SF_VALVE | GROES: 4IN-150PSI; IWERK: 1303; INGRP: 049; GEWRK: 1303-LJP; WERGW: 1303; RBNR: 7304; SWERK: 1303; STORT: F303-LK3; BEBER: F02; ABCKZ: T; BUKRS: 2222; KOSTL: 2222I55221; PROID: D43/XX/B6-1303/RT1/LK3; TPLNR: 1303 -OCR /OIL CATCHER NO 06 |  |  | OC06-GV01 |  |  | CRANE | GATE,ASTM A216 WCB |  |  | US
1091 | UPDATE-1 | REGION 5 | TBBM MALANG | C | 1303-FKT-01/00 | 1303-MBL-FLT01/00 | 1303-MBL-FLT01/00 | 1303-MBL-FLT01/00 | OK | MBL-FLT01 |  | T |  | 01 |  | FORKLIFT | SF_PESAWAT_ANGKAT | GROES: 2000 KG; IWERK: 1303; INGRP: 049; GEWRK: 1303-LJP; WERGW: 1303; RBNR: 4701; SWERK: 1303; STORT: F303-PPP; BEBER: F01; ABCKZ: Y; BUKRS: 2222; KOSTL: 2222I55221; PROID: D43/XX/B6-1303/RT1/PPP; TPLNR: 1303 -MBL /FORKLIFT |  |  | MBL-FLT01 |  |  | CATERPILLAR | HIDROLIC |  |  | US
1092 | UPDATE-1 | REGION 5 | TBBM MALANG | C | 1303-P01P/00 | 1303-MBL-FP03/00 | 1303-MBL-FP03/00 | 1303-MBL-FP03/00 | OK | MBL-FP03 |  | F |  | 01 |  | PORTABLE,FIRE PUMP,NO.01 | SF_MOBILE_FIRE | GROES: 500 GPM; IWERK: 1303; INGRP: 049; GEWRK: 1303-LJP; WERGW: 1303; RBNR: 5399; SWERK: 1303; STORT: F303-LK3; BEBER: F02; ABCKZ: T; BUKRS: 2222; KOSTL: 2222I55221; PROID: D43/XX/B6-1303/RT1/LK3; TPLNR: 1303 -MBL /PORTABLE FIRE PUMP |  |  | MBL-FP03 |  |  | ZIEGLER |  |  |  | GB
1093 | UPDATE-1 | REGION 5 | TBBM MALANG | C | 1303-P01-DE/00 | 1303-MBL-FP04/00 | 1303-MBL-FP04/00 | 1303-MBL-FP04/00 | OK | MBL-FP04 |  | F |  | 01 |  | PORTABLE,ENGINE PUMP NO.01 | SF_MOBILE_FIRE | IWERK: 1303; INGRP: 049; GEWRK: 1303-LJP; WERGW: 1303; RBNR: 5399; SWERK: 1303; STORT: F303-LK3; BEBER: F02; ABCKZ: T; BUKRS: 2222; KOSTL: 2222I55221; PROID: D43/XX/B6-1303/RT1/LK3; TPLNR: 1303 -MBL /PORTABLE FIRE PUMP |  |  | MBL-FP04 |  |  | ZIEGLER |  |  |  | GB
1094 | UPDATE-1 | REGION 5 | TBBM MALANG | C | 1303-01-DST-01/00 | 1303-LAB-DST01/00 | 1303-LAB-DST01/00 | 1303-LAB-DST01/00 | OK | LAB-DST01 |  | I |  | 01 |  | DISTILASI ANALYZER NO.01 | SF_QQ_EQUIPMENT | GROES: 100ML; IWERK: 1303; INGRP: 049; GEWRK: 1303-LJP; WERGW: 1303; RBNR: 5108; SWERK: 1303; STORT: F303-QQ; BEBER: F04; ABCKZ: V; BUKRS: 2222; KOSTL: 2222I55221; PROID: D43/XX/B6-1303/RT1/PPP; TPLNR: 1303 -LAB /LABORATORY ROOM |  |  | LAB-DST01 |  |  | HERZOG OPTIDIST | ASTM D86 |  |  | CN
1095 | UPDATE-1 | REGION 5 | TBBM MALANG | C | 1303-01-DST-02/00 | 1303-LAB-DST02/00 | 1303-LAB-DST02/00 | 1303-LAB-DST02/00 | OK | LAB-DST02 |  | I |  | 01 |  | DISTILASI ANALYZER NO.02 | SF_QQ_EQUIPMENT | GROES: 100ML; IWERK: 1303; INGRP: 049; GEWRK: 1303-LJP; WERGW: 1303; RBNR: 5108; SWERK: 1303; STORT: F303-QQ; BEBER: F04; ABCKZ: T; BUKRS: 2222; KOSTL: 2222I55221; PROID: D43/XX/B6-1303/RT1/PPP; TPLNR: 1303 -LAB /LABORATORY ROOM |  |  | LAB-DST02 |  |  | HERZOG | HAD 620 |  |  | DE
1096 | UPDATE-1 | REGION 5 | TBBM MALANG | C | 1303-01-PFT-01/00 | 1303-LAB-FPT01/00 | 1303-LAB-FPT01/00 | 1303-LAB-FPT01/00 | OK | LAB-FPT01 |  | I |  | 01 |  | FLASH POINT TESTER NO.01 | SF_QQ_EQUIPMENT | GROES: 10ML; IWERK: 1303; INGRP: 049; GEWRK: 1303-LJP; WERGW: 1303; RBNR: 5108; SWERK: 1303; STORT: F303-QQ; BEBER: F04; ABCKZ: V; BUKRS: 2222; KOSTL: 2222I55221; PROID: D43/XX/B6-1303/RT1/PPP; TPLNR: 1303 -LAB /LABORATORY ROOM |  |  | LAB-FPT01 |  |  | TANAKA | ASTM D93 |  |  | JP
1097 | UPDATE-1 | REGION 5 | TBBM MALANG | C | 1303-01-PFT-02/00 | 1303-LAB-FPT02/00 | 1303-LAB-FPT02/00 | 1303-LAB-FPT02/00 | OK | LAB-FPT02 |  | I |  | 01 |  | FLASH POINT TESTER NO.02 | SF_QQ_EQUIPMENT | GROES: 10ML; IWERK: 1303; INGRP: 049; GEWRK: 1303-LJP; WERGW: 1303; RBNR: 5108; SWERK: 1303; STORT: F303-QQ; BEBER: F04; ABCKZ: T; BUKRS: 2222; KOSTL: 2222I55221; PROID: D43/XX/B6-1303/RT1/PPP; TPLNR: 1303 -LAB /LABORATORY ROOM |  |  | LAB-FPT02 |  |  | HERZOG | HFP 380 |  |  | DE
1098 | UPDATE-1 | REGION 5 | TBBM MALANG | C | 1303-01-WC-01/00 | 1303-LAB-WA01/00 | 1303-LAB-WA01/00 | 1303-LAB-WA01/00 | OK | LAB-WA01 |  | I |  | 01 |  | WATER CONTENT ANALYZER NO.01 | SF_QQ_EQUIPMENT | GROES: 10ML; IWERK: 1303; INGRP: 049; GEWRK: 1303-LJP; WERGW: 1303; RBNR: 5108; SWERK: 1303; STORT: F303-QQ; BEBER: F04; ABCKZ: V; BUKRS: 2222; KOSTL: 2222I55221; PROID: D43/XX/B6-1303/RT1/PPP; TPLNR: 1303 -LAB /LABORATORY ROOM |  |  | LAB-WA01 |  |  | NITTISEIKO | MOISTURE METER CA-31 |  |  | JP
1099 | UPDATE-1 | REGION 5 | TBBM MALANG | C | 1303-01-SA-01/00 | 1303-LAB-SA01/00 | 1303-LAB-SA01/00 | 1303-LAB-SA01/00 | OK | LAB-SA01 |  | I |  | 01 |  | SULFUR CONTENT ANALYZER NO.01 | SF_QQ_EQUIPMENT | GROES: 10ML; IWERK: 1303; INGRP: 049; GEWRK: 1303-LJP; WERGW: 1303; RBNR: 5108; SWERK: 1303; STORT: F303-QQ; BEBER: F04; ABCKZ: V; BUKRS: 2222; KOSTL: 2222I55221; PROID: D43/XX/B6-1303/RT1/PPP; TPLNR: 1303 -LAB /LABORATORY ROOM |  |  | LAB-SA01 |  |  | HORIBA | SLFA-6100 |  |  | JP
1100 | UPDATE-1 | REGION 5 | TBBM MALANG | C | 1303-01-EW-01/00 | 1303-LAB-EW01/00 | 1303-LAB-EW01/00 | 1303-LAB-EW01/00 | OK | LAB-EW01 |  | I |  | 01 |  | EYEWASH LABORATORY NO.01 | SF_QQ_EQUIPMENT | IWERK: 1303; INGRP: 049; GEWRK: 1303-LJP; WERGW: 1303; RBNR: 8099; SWERK: 1303; STORT: F303-QQ; BEBER: F04; ABCKZ: T; BUKRS: 2222; KOSTL: 2222I55221; PROID: D43/XX/B6-1303/RT1/PPP; TPLNR: 1303 -LAB /LABORATORY ROOM |  |  | LAB-EW01 | [6 empty] | -
1101 | UPDATE-1 | REGION 5 | TBBM MALANG | U | 1303-APAR-27/00 | 1303-HYS-APAR27/00 | 1303-HYS-APAR27/00 | 1303-HYS-APAR27/00 | GANTI MODEL CO2 | HYS-APAR27 |  | F |  | 01 |  | BOX APAR OFFICE NO.01 | SF_OTHERS | GROES: 9KG; IWERK: 1303; INGRP: 049; GEWRK: 1303-LJP; WERGW: 1303; RBNR: 5399; SWERK: 1303; STORT: F303-LK3; BEBER: F02; ABCKZ: Y; BUKRS: 2222; KOSTL: 2222I55221; PROID: D43/XX/B6-1303/RT1/LK3; TPLNR: 1303 -HYS /HYDRANT SYST BOX APAR |  |  | HYS-APAR27 |  |  |  | DCP |  |  | -
1102 | UPDATE-1 | REGION 5 | TBBM MALANG | U | 1303-APAR-28/00 | 1303-HYS-APAR28/00 | 1303-HYS-APAR28/00 | 1303-HYS-APAR28/00 | GANTI MODEL CO2 | HYS-APAR28 |  | F |  | 01 |  | BOX APAR OFFICE NO.02 | SF_OTHERS | GROES: 9KG; IWERK: 1303; INGRP: 049; GEWRK: 1303-LJP; WERGW: 1303; RBNR: 5399; SWERK: 1303; STORT: F303-LK3; BEBER: F02; ABCKZ: Y; BUKRS: 2222; KOSTL: 2222I55221; PROID: D43/XX/B6-1303/RT1/LK3; TPLNR: 1303 -HYS /HYDRANT SYST BOX APAR |  |  | HYS-APAR28 |  |  |  | DCP |  |  | -
1103 | UPDATE-1 | REGION 5 | TBBM MALANG | U | 1303-APAR-29/00 | 1303-HYS-APAR29/00 | 1303-HYS-APAR29/00 | 1303-HYS-APAR29/00 | GANTI MODEL CO2 | HYS-APAR29 |  | F |  | 01 |  | BOX APAR OFFICE NO.03 | SF_OTHERS | GROES: 9KG; IWERK: 1303; INGRP: 049; GEWRK: 1303-LJP; WERGW: 1303; RBNR: 5399; SWERK: 1303; STORT: F303-LK3; BEBER: F02; ABCKZ: Y; BUKRS: 2222; KOSTL: 2222I55221; PROID: D43/XX/B6-1303/RT1/LK3; TPLNR: 1303 -HYS /HYDRANT SYST BOX APAR |  |  | HYS-APAR29 |  |  |  | DCP |  |  | -
1104 | UPDATE-1 | REGION 5 | TBBM MALANG | U | 1303-APAR-30/00 | 1303-HYS-APAR30/00 | 1303-HYS-APAR30/00 | 1303-HYS-APAR30/00 | GANTI MODEL CO2 | HYS-APAR30 |  | F |  | 01 |  | BOX APAR OFFICE NO.04 | SF_OTHERS | GROES: 9KG; IWERK: 1303; INGRP: 049; GEWRK: 1303-LJP; WERGW: 1303; RBNR: 5399; SWERK: 1303; STORT: F303-LK3; BEBER: F02; ABCKZ: Y; BUKRS: 2222; KOSTL: 2222I55221; PROID: D43/XX/B6-1303/RT1/LK3; TPLNR: 1303 -HYS /HYDRANT SYST BOX APAR |  |  | HYS-APAR30 |  |  |  | DCP |  |  | -
1105 | UPDATE-1 | REGION 5 | TBBM MALANG | U | 1303-APAR-31/00 | 1303-HYS-APAR31/00 | 1303-HYS-APAR31/00 | 1303-HYS-APAR31/00 | GANTI MODEL CO2 | HYS-APAR31 |  | F |  | 01 |  | BOX APAR OFFICE NO.05 | SF_OTHERS | GROES: 9KG; IWERK: 1303; INGRP: 049; GEWRK: 1303-LJP; WERGW: 1303; RBNR: 5399; SWERK: 1303; STORT: F303-LK3; BEBER: F02; ABCKZ: Y; BUKRS: 2222; KOSTL: 2222I55221; PROID: D43/XX/B6-1303/RT1/LK3; TPLNR: 1303 -HYS /HYDRANT SYST BOX APAR |  |  | HYS-APAR31 |  |  |  | DCP |  |  | -
1106 | UPDATE-1 | REGION 5 | TBBM MALANG | U | 1303-APAR-32/00 | 1303-HYS-APAR32/00 | 1303-HYS-APAR32/00 | 1303-HYS-APAR32/00 | GANTI MODEL CO2 | HYS-APAR32 |  | F |  | 01 |  | BOX APAR OFFICE NO.06 | SF_OTHERS | GROES: 9KG; IWERK: 1303; INGRP: 049; GEWRK: 1303-LJP; WERGW: 1303; RBNR: 5399; SWERK: 1303; STORT: F303-LK3; BEBER: F02; ABCKZ: Y; BUKRS: 2222; KOSTL: 2222I55221; PROID: D43/XX/B6-1303/RT1/LK3; TPLNR: 1303 -HYS /HYDRANT SYST BOX APAR |  |  | HYS-APAR32 |  |  |  | CO2 |  |  | -
1107 | UPDATE-1 | REGION 5 | TBBM MALANG | U | 1303-APAR-33/00 | 1303-HYS-APAR33/00 | 1303-HYS-APAR33/00 | 1303-HYS-APAR33/00 | GANTI MODEL CO2 | HYS-APAR33 |  | F |  | 01 |  | BOX APAR OFFICE NO.07 | SF_OTHERS | GROES: 9KG; IWERK: 1303; INGRP: 049; GEWRK: 1303-LJP; WERGW: 1303; RBNR: 5399; SWERK: 1303; STORT: F303-LK3; BEBER: F02; ABCKZ: Y; BUKRS: 2222; KOSTL: 2222I55221; PROID: D43/XX/B6-1303/RT1/LK3; TPLNR: 1303 -HYS /HYDRANT SYST BOX APAR |  |  | HYS-APAR33 |  |  |  | CO2 |  |  | -
1108 | UPDATE-1 | REGION 5 | TBBM MALANG | U | 1303-APAR-34/00 | 1303-HYS-APAR34/00 | 1303-HYS-APAR34/00 | 1303-HYS-APAR34/00 | GANTI MODEL CO2 | HYS-APAR34 |  | F |  | 01 |  | BOX APAR OFFICE NO.08 | SF_OTHERS | GROES: 9KG; IWERK: 1303; INGRP: 049; GEWRK: 1303-LJP; WERGW: 1303; RBNR: 5399; SWERK: 1303; STORT: F303-LK3; BEBER: F02; ABCKZ: Y; BUKRS: 2222; KOSTL: 2222I55221; PROID: D43/XX/B6-1303/RT1/LK3; TPLNR: 1303 -HYS /HYDRANT SYST BOX APAR |  |  | HYS-APAR34 |  |  |  | CO2 |  |  | -
1109 | UPDATE-1 | REGION 5 | TBBM MALANG | U | 1303-APAR-35/00 | 1303-HYS-APAR35/00 | 1303-HYS-APAR35/00 | 1303-HYS-APAR35/00 | GANTI MODEL CO2 | HYS-APAR35 |  | F |  | 01 |  | BOX APAR OFFICE NO.09 | SF_OTHERS | GROES: 9KG; IWERK: 1303; INGRP: 049; GEWRK: 1303-LJP; WERGW: 1303; RBNR: 5399; SWERK: 1303; STORT: F303-LK3; BEBER: F02; ABCKZ: Y; BUKRS: 2222; KOSTL: 2222I55221; PROID: D43/XX/B6-1303/RT1/LK3; TPLNR: 1303 -HYS /HYDRANT SYST BOX APAR |  |  | HYS-APAR35 |  |  |  | CO2 |  |  | -
1110 | UPDATE-1 | REGION 5 | TBBM MALANG | U | 1303-APAR-36/00 | 1303-HYS-APAR36/00 | 1303-HYS-APAR36/00 | 1303-HYS-APAR36/00 | GANTI MODEL CO2 | HYS-APAR36 |  | F |  | 01 |  | BOX APAR OFFICE NO.10 | SF_OTHERS | GROES: 9KG; IWERK: 1303; INGRP: 049; GEWRK: 1303-LJP; WERGW: 1303; RBNR: 5399; SWERK: 1303; STORT: F303-LK3; BEBER: F02; ABCKZ: Y; BUKRS: 2222; KOSTL: 2222I55221; PROID: D43/XX/B6-1303/RT1/LK3; TPLNR: 1303 -HYS /HYDRANT SYST BOX APAR |  |  | HYS-APAR36 |  |  |  | CO2 |  |  | -
1111 | UPDATE-1 | REGION 5 | TBBM MALANG | C | 1303-PL-FGD-01/00 | 1303-FNG-GD01/00 | 1303-FNG-GD01/00 | 1303-FNG-GD01/00 | OK | FNG-GD01 | SECE | F |  | 01 | SECE | FIX GAS DETECTOR PUMP STATION NO.1 | SF_GAS_DETECTOR | GROES: 0-100% LEL; IWERK: 1303; INGRP: 049; GEWRK: 1303-LJP; WERGW: 1303; RBNR: 7499; SWERK: 1303; STORT: F303-LK3; BEBER: F02; ABCKZ: V; BUKRS: 2222; KOSTL: 2222I55221; PROID: D43/XX/B6-1303/RT1/LK3; TPLNR: 1303 -FNG /FIRE GAS PUMP STATION |  |  | FNG-GD01 |  |  | HONEYWELL | SENSEPOINT XCD |  | K0253623211306 | US
1112 | UPDATE-1 | REGION 5 | TBBM MALANG | C | 1303-PL-FGD-02/00 | 1303-FNG-GD02/00 | 1303-FNG-GD02/00 | 1303-FNG-GD02/00 | OK | FNG-GD02 | SECE | F |  | 01 | SECE | FIX GAS DETECTOR PUMP STATION NO.2 | SF_GAS_DETECTOR | GROES: 0-100% LEL; IWERK: 1303; INGRP: 049; GEWRK: 1303-LJP; WERGW: 1303; RBNR: 7499; SWERK: 1303; STORT: F303-LK3; BEBER: F02; ABCKZ: V; BUKRS: 2222; KOSTL: 2222I55221; PROID: D43/XX/B6-1303/RT1/LK3; TPLNR: 1303 -FNG /FIRE GAS PUMP STATION |  |  | FNG-GD02 |  |  | HONEYWELL | SENSEPOINT XCD |  | K0253623211297 | US
1113 | UPDATE-1 | REGION 5 | TBBM MALANG | C | 1303-TF-JB-01/00 | 1303-FNG-JB01/00 | 1303-FNG-JB01/00 | 1303-FNG-JB01/00 | OK | FNG-JB01 | SECE | F |  | 01 | SECE | JUNCTION BOX,EWS SYSTEM NO.01 | SF_ELECTRICAL_SYST | GROES: 600x400x250 MM; IWERK: 1303; INGRP: 049; GEWRK: 1303-LJP; WERGW: 1303; RBNR: 5399; SWERK: 1303; STORT: F303-LK3; BEBER: F02; ABCKZ: V; BUKRS: 2222; KOSTL: 2222I55221; PROID: D43/XX/B6-1303/RT1/LK3; TPLNR: 1303 -FNG /FIRE GAS PUMP STATION |  |  | FNG-JB01 |  |  |  | FIX JUNCTION BOX |  |  | -
1114 | UPDATE-1 | REGION 5 | TBBM MALANG | U | NEW | 1303-FNG-MCP01/00 | 1303-FNG-MCP01/00 | 1303-FNG-MCP01/00 | GANTI FL | FNG-MCP01 | SECE | F |  | 01 | SECE | MANUAL CALL POINT POS SECURITY NO.1 | SF_GAS_DETECTOR | GROES: 380/220V,10A; IWERK: 1303; INGRP: 049; GEWRK: 1303-LJP; WERGW: 1303; RBNR: 5399; SWERK: 1303; STORT: F303-LK3; BEBER: F02; ABCKZ: V; BUKRS: 2222; KOSTL: 2222I55221; PROID: D43/XX/B6-1303/RT1/LK3; TPLNR: 1303 -FNG /FIRE AND GAS SECURITY |  |  | FNG-MCP01 |  |  | HEXLON | EMERGENCY PUSHBUTTON |  | 2304-00205 | CN
1115 | UPDATE-1 | REGION 5 | TBBM MALANG | U | 1303-PL-MCP-01/00 | 1303-FNG-MCP04/00 | 1303-FNG-MCP04/00 | 1303-FNG-MCP04/00 | GANTI FL,DESKRIPSI | FNG-MCP04 | SECE | F |  | 01 | SECE | MANUAL CALL POINT BEHIND TANK T-08 | SF_GAS_DETECTOR | GROES: L50XH70XW20 CM; IWERK: 1303; INGRP: 049; GEWRK: 1303-LJP; WERGW: 1303; RBNR: 5399; SWERK: 1303; STORT: F303-LK3; BEBER: F02; ABCKZ: V; BUKRS: 2222; KOSTL: 2222I55221; PROID: D43/XX/B6-1303/RT1/LK3; TPLNR: 1303 -FNG /FIRE AND GAS TFA |  |  | FNG-MCP04 |  |  | SCHNEIDER | EMERGENCY PUSHBUTTON |  |  | FR
1116 | UPDATE-1 | REGION 5 | TBBM MALANG | C | NEW | 1303-FNG-FD02/00 | 1303-FNG-FD02/00 | 1303-FNG-FD02/00 | OK | FNG-FD02 | SECE | F |  | 01 | SECE | FIX FLAME DETECTOR AREA RTW NO. 01 | SF_GAS_DETECTOR | GROES: 50-150 FT; IWERK: 1303; INGRP: 049; GEWRK: 1303-LJP; WERGW: 1303; RBNR: 7499; SWERK: 1303; STORT: F303-LK3; BEBER: F02; ABCKZ: V; BUKRS: 2222; KOSTL: 2222I55221; PROID: D43/XX/B6-1303/RT1/LK3; TPLNR: 1303 -FNG /FIRE GAS PANEL CNTRL |  |  | FNG-FD02 |  |  | HONEYWELL | FS24XP |  |  | US
1117 | UPDATE-1 | REGION 5 | TBBM MALANG | C | 1303-EWS-FD01/00 | 1303-FNG-FD01/00 | 1303-FNG-FD01/00 | 1303-FNG-FD01/00 | OK | FNG-FD01 | SECE | F |  | 01 | SECE | FIX FLAME DETECTOR FILLINGSHED NO.01 | SF_GAS_DETECTOR | GROES: 50-150 FT; IWERK: 1303; INGRP: 049; GEWRK: 1303-LJP; WERGW: 1303; RBNR: 7499; SWERK: 1303; STORT: F303-LK3; BEBER: F02; ABCKZ: V; BUKRS: 2222; KOSTL: 2222I55221; PROID: D43/XX/B6-1303/RT1/LK3; TPLNR: 1303 -FNG /FIRE GAS FILLINGSHED |  |  | FNG-FD01 |  |  | HONEYWELL | FS-24X PLUS |  |  | US
1118 | UPDATE-1 | REGION 5 | TBBM MALANG | C | NEW | 1303-FNG-GD03/00 | 1303-FNG-GD03/00 | 1303-FNG-GD03/00 | OK | FNG-GD03 | SECE | F |  | 01 | SECE | FIX GAS DETECTOR TANK T-05 | SF_GAS_DETECTOR | GROES: 0-100% LEL; IWERK: 1303; INGRP: 049; GEWRK: 1303-LJP; WERGW: 1303; RBNR: 7499; SWERK: 1303; STORT: F303-LK3; BEBER: F02; ABCKZ: V; BUKRS: 2222; KOSTL: 2222I55221; PROID: D43/XX/B6-1303/RT1/LK3; TPLNR: 1303 -FNG /FIRE AND GAS TFA |  |  | FNG-GD03 |  |  | HONEYWELL | SENSEPOINT XCD |  | K0253623071274 | US
1119 | UPDATE-1 | REGION 5 | TBBM MALANG | C | NEW | 1303-FNG-GD04/00 | 1303-FNG-GD04/00 | 1303-FNG-GD04/00 | OK | FNG-GD04 | SECE | F |  | 01 | SECE | FIX GAS DETECTOR TANK T-06 | SF_GAS_DETECTOR | GROES: 0-100% LEL; IWERK: 1303; INGRP: 049; GEWRK: 1303-LJP; WERGW: 1303; RBNR: 7499; SWERK: 1303; STORT: F303-LK3; BEBER: F02; ABCKZ: V; BUKRS: 2222; KOSTL: 2222I55221; PROID: D43/XX/B6-1303/RT1/LK3; TPLNR: 1303 -FNG /FIRE AND GAS TFA |  |  | FNG-GD04 |  |  | HONEYWELL | SENSEPOINT XCD |  | K0253623191709 | US
1120 | UPDATE-1 | REGION 5 | TBBM MALANG | C | NEW | 1303-FNG-GD05/00 | 1303-FNG-GD05/00 | 1303-FNG-GD05/00 | OK | FNG-GD05 | SECE | F |  | 01 | SECE | FIX GAS DETECTOR TANK T-07 | SF_GAS_DETECTOR | GROES: 0-100% LEL; IWERK: 1303; INGRP: 049; GEWRK: 1303-LJP; WERGW: 1303; RBNR: 7499; SWERK: 1303; STORT: F303-LK3; BEBER: F02; ABCKZ: V; BUKRS: 2222; KOSTL: 2222I55221; PROID: D43/XX/B6-1303/RT1/LK3; TPLNR: 1303 -FNG /FIRE AND GAS TFA |  |  | FNG-GD05 |  |  | HONEYWELL | SENSEPOINT XCD |  | K0253623141524 | US
1121 | UPDATE-1 | REGION 5 | TBBM MALANG | C | NEW | 1303-FNG-GD06/00 | 1303-FNG-GD06/00 | 1303-FNG-GD06/00 | OK | FNG-GD06 | SECE | F |  | 01 | SECE | FIX GAS DETECTOR TANK T-08 | SF_GAS_DETECTOR | GROES: 0-100% LEL; IWERK: 1303; INGRP: 049; GEWRK: 1303-LJP; WERGW: 1303; RBNR: 7499; SWERK: 1303; STORT: F303-LK3; BEBER: F02; ABCKZ: V; BUKRS: 2222; KOSTL: 2222I55221; PROID: D43/XX/B6-1303/RT1/LK3; TPLNR: 1303 -FNG /FIRE AND GAS TFA |  |  | FNG-GD06 |  |  | HONEYWELL | SENSEPOINT XCD |  | K0259624511660 | US
1122 | UPDATE-1 | REGION 5 | TBBM MALANG | C | NEW | 1303-FNG-GD07/00 | 1303-FNG-GD07/00 | 1303-FNG-GD07/00 | OK | FNG-GD07 | SECE | F |  | 01 | SECE | FIX GAS DETECTOR TANK T-10 | SF_GAS_DETECTOR | GROES: 0-100% LEL; IWERK: 1303; INGRP: 049; GEWRK: 1303-LJP; WERGW: 1303; RBNR: 7499; SWERK: 1303; STORT: F303-LK3; BEBER: F02; ABCKZ: V; BUKRS: 2222; KOSTL: 2222I55221; PROID: D43/XX/B6-1303/RT1/LK3; TPLNR: 1303 -FNG /FIRE AND GAS TFA |  |  | FNG-GD07 |  |  | HONEYWELL | SENSEPOINT XCD |  | K0259624511662 | US
1123 | UPDATE-1 | REGION 5 | TBBM MALANG | C | 1303-TF-FGD-01/00 | 1303-FNG-GD08/00 | 1303-FNG-GD08/00 | 1303-FNG-GD08/00 | OK | FNG-GD08 | SECE | F |  | 01 | SECE | FIX GAS DETECTOR TANK T-01 | SF_GAS_DETECTOR | GROES: 0-100% LEL; IWERK: 1303; INGRP: 049; GEWRK: 1303-LJP; WERGW: 1303; RBNR: 7499; SWERK: 1303; STORT: F303-LK3; BEBER: F02; ABCKZ: V; BUKRS: 2222; KOSTL: 2222I55221; PROID: D43/XX/B6-1303/RT1/LK3; TPLNR: 1303 -FNG /FIRE AND GAS TFA |  |  | FNG-GD08 |  |  | HONEYWELL | SENSEPOINT XCD |  | K0259624511663 | US
1124 | UPDATE-1 | REGION 5 | TBBM MALANG | C | 1303-TF-FGD-02/00 | 1303-FNG-GD09/00 | 1303-FNG-GD09/00 | 1303-FNG-GD09/00 | OK | FNG-GD09 | SECE | F |  | 01 | SECE | FIX GAS DETECTOR TANK T-02 | SF_GAS_DETECTOR | GROES: 0-100% LEL; IWERK: 1303; INGRP: 049; GEWRK: 1303-LJP; WERGW: 1303; RBNR: 7499; SWERK: 1303; STORT: F303-LK3; BEBER: F02; ABCKZ: V; BUKRS: 2222; KOSTL: 2222I55221; PROID: D43/XX/B6-1303/RT1/LK3; TPLNR: 1303 -FNG /FIRE AND GAS TFA |  |  | FNG-GD09 |  |  | HONEYWELL | SENSEPOINT XCD |  | K0259624511664 | US
1125 | UPDATE-1 | REGION 5 | TBBM MALANG | C | 1303-TF-FGD-03/00 | 1303-FNG-GD10/00 | 1303-FNG-GD10/00 | 1303-FNG-GD10/00 | OK | FNG-GD10 | SECE | F |  | 09 | SECE | FIX GAS DETECTOR TANK T-03 | SF_GAS_DETECTOR | GROES: 0-100% LEL; IWERK: 1303; INGRP: 049; GEWRK: 1303-LJP; WERGW: 1303; RBNR: 7499; SWERK: 1303; STORT: F303-LK3; BEBER: F02; ABCKZ: V; BUKRS: 2222; KOSTL: 2222I55221; PROID: D43/XX/B6-1303/RT1/LK3; TPLNR: 1303 -FNG /FIRE AND GAS TFA |  |  | FNG-GD10 |  |  | HONEYWELL | SENSEPOINT XCD |  | K0259624511659 | US
1126 | UPDATE-1 | REGION 5 | TBBM MALANG | C | NEW | 1303-FNG-GD11/00 | 1303-FNG-GD11/00 | 1303-FNG-GD11/00 | OK | FNG-GD11 | SECE | F |  | 01 | SECE | FIX GAS DETECTOR TANK T-04 | SF_GAS_DETECTOR | GROES: 0-100% LEL; IWERK: 1303; INGRP: 049; GEWRK: 1303-LJP; WERGW: 1303; RBNR: 7499; SWERK: 1303; STORT: F303-LK3; BEBER: F02; ABCKZ: V; BUKRS: 2222; KOSTL: 2222I55221; PROID: D43/XX/B6-1303/RT1/LK3; TPLNR: 1303 -FNG /FIRE AND GAS TFA |  |  | FNG-GD11 |  |  | HONEYWELL | SENSEPOINT XCD |  | K0259624511661 | US
1127 | UPDATE-1 | REGION 5 | TBBM MALANG | C | NEW | 1303-FNG-GD12/00 | 1303-FNG-GD12/00 | 1303-FNG-GD12/00 | OK | FNG-GD12 | SECE | F |  | 01 | SECE | FIX GAS DETECTOR TANK T-09 | SF_GAS_DETECTOR | GROES: 0-100% LEL; IWERK: 1303; INGRP: 049; GEWRK: 1303-LJP; WERGW: 1303; RBNR: 7499; SWERK: 1303; STORT: F303-LK3; BEBER: F02; ABCKZ: V; BUKRS: 2222; KOSTL: 2222I55221; PROID: D43/XX/B6-1303/RT1/LK3; TPLNR: 1303 -FNG /FIRE AND GAS TFA |  |  | FNG-GD12 |  |  | HONEYWELL | SENSEPOINT XCD |  | K0259624511665 | US
1128 | UPDATE-1 | REGION 5 | TBBM MALANG | U | NEW | 1303-FNG-MCP03/00 | 1303-FNG-MCP03/00 | 1303-FNG-MCP03/00 | GANTI FL,DESKRIPSI | FNG-MCP03 | SECE | F |  | 01 | SECE | MANUAL CALL POINT PUMP STATION NO.3 | SF_GAS_DETECTOR | GROES: 380/220V,10A; IWERK: 1303; INGRP: 049; GEWRK: 1303-LJP; WERGW: 1303; RBNR: 5399; SWERK: 1303; STORT: F303-LK3; BEBER: F02; ABCKZ: V; BUKRS: 2222; KOSTL: 2222I55221; PROID: D43/XX/B6-1303/RT1/LK3; TPLNR: 1303 -FNG /FIRE GAS PUMP STATION |  |  | FNG-MCP03 |  |  | HEXLON | HLBX05-03A1GC |  | 2304-00210 | CN
1129 | UPDATE-1 | REGION 5 | TBBM MALANG | U | 1303-PL-MCP-02/00 | 1303-FNG-MCP02/00 | 1303-FNG-MCP02/00 | 1303-FNG-MCP02/00 | GANTI FL | FNG-MCP02 | SECE | F |  | 01 | SECE | MANUAL CALL POINT PUMP STATION NO.2 | SF_GAS_DETECTOR | GROES: 380/220V,10A; IWERK: 1303; INGRP: 049; GEWRK: 1303-LJP; WERGW: 1303; RBNR: 5399; SWERK: 1303; STORT: F303-LK3; BEBER: F02; ABCKZ: V; BUKRS: 2222; KOSTL: 2222I55221; PROID: D43/XX/B6-1303/RT1/LK3; TPLNR: 1303 -FNG /FIRE GAS PUMP STATION |  |  | FNG-MCP02 |  |  | HEXLON | HLBX05-03A1GC |  | 2304-00217 | CN
1130 | UPDATE-1 | REGION 5 | TBBM MALANG | D to C | 1303-FO-PP01/00 | 1303-FSU-PP05/00 | 1303-FSU-PP05/00 | 1303-FSU-PF05/00 | GANTI TAG NO | FSU-PF05 |  | V |  | 01 |  | PIPING INLET WATER SPRAY FILLING BAY | SF_PIPA | GROES: 4IN-SCH40; IWERK: 1303; INGRP: 049; GEWRK: 1303-LJP; WERGW: 1303; RBNR: 4001; SWERK: 1303; STORT: F303-PPP; BEBER: F01; ABCKZ: T; BUKRS: 2222; KOSTL: 2222I55221; PROID: D43/XX/B6-1303/RT1/PPP; TPLNR: 1303 -FSU /FILL HOUSE WTR SPRAY |  |  | FSU-PF05 |  |  |  | API 5L,GR B |  |  | -
1131 | UPDATE-1 | REGION 5 | TBBM MALANG | C | 1303-FO-GVFS/00 | 1303-FSU-GV05/00 | 1303-FSU-GV05/00 | 1303-FSU-GV05/00 | OK | FSU-GV05 |  | N |  | 01 |  | GATE VALVE WATER SPRAY FILLING BAY | SF_VALVE | GROES: 4IN-150PSI; IWERK: 1303; INGRP: 049; GEWRK: 1303-LJP; WERGW: 1303; RBNR: 7304; SWERK: 1303; STORT: F303-PPP; BEBER: F01; ABCKZ: T; BUKRS: 2222; KOSTL: 2222I55221; PROID: D43/XX/B6-1303/RT1/PPP; TPLNR: 1303 -FSU /FILL HOUSE WTR SPRAY |  |  | FSU-GV05 |  |  | DIKKERS | GATE,ASTM A216 WCB |  |  | NL
1132 | UPDATE-1 | REGION 5 | TBBM MALANG | C | 1303-FO-STR2/00 | 1303-FSU-STR01/00 | 1303-FSU-STR01/00 | 1303-FSU-STR01/00 | OK | FSU-STR01 |  | N |  | 01 |  | STRAINER,WATER SPRAY,FILLING BAY | SF_VALVE | GROES: 4IN-150PSI; IWERK: 1303; INGRP: 049; GEWRK: 1303-LJP; WERGW: 1303; RBNR: 3902; SWERK: 1303; STORT: F303-PPP; BEBER: F01; ABCKZ: T; BUKRS: 2222; KOSTL: 2222I55221; PROID: D43/XX/B6-1303/RT1/PPP; TPLNR: 1303 -FSU /FILL HOUSE WTR SPRAY |  |  | FSU-STR01 | [6 empty] | -
1133 | UPDATE-1 | REGION 5 | TBBM MALANG | C | 1303-FO-WS01/00 | 1303-FSU-WS01/00 | 1303-FSU-WS01/00 | 1303-FSU-WS01/00 | OK | FSU-WS01 |  | F |  | 01 |  | WATER SPRAY FILLING BAY 01 | SF_WATER_SPRAYER | GROES: 7850 KG/CM3; IWERK: 1303; INGRP: 049; GEWRK: 1303-LJP; WERGW: 1303; RBNR: 5399; SWERK: 1303; STORT: F303-PPP; BEBER: F01; ABCKZ: T; BUKRS: 2222; KOSTL: 2222I55221; PROID: D43/XX/B6-1303/RT1/PPP; TPLNR: 1303 -FSU /FILL HOUSE WTR SPRAY |  |  | FSU-WS01 | [6 empty] | -
1134 | UPDATE-1 | REGION 5 | TBBM MALANG | C | 1303-FO-WS02/00 | 1303-FSU-WS02/00 | 1303-FSU-WS02/00 | 1303-FSU-WS02/00 | OK | FSU-WS02 |  | F |  | 01 |  | WATER SPRAY FILLING BAY 02 | SF_WATER_SPRAYER | GROES: 7850 KG/CM3; IWERK: 1303; INGRP: 049; GEWRK: 1303-LJP; WERGW: 1303; RBNR: 5399; SWERK: 1303; STORT: F303-PPP; BEBER: F01; ABCKZ: T; BUKRS: 2222; KOSTL: 2222I55221; PROID: D43/XX/B6-1303/RT1/PPP; TPLNR: 1303 -FSU /FILL HOUSE WTR SPRAY |  |  | FSU-WS02 | [6 empty] | -
1135 | UPDATE-1 | REGION 5 | TBBM MALANG | C | 1303-FO-WS03/00 | 1303-FSU-WS03/00 | 1303-FSU-WS03/00 | 1303-FSU-WS03/00 | OK | FSU-WS03 |  | F |  | 01 |  | WATER SPRAY FILLING BAY 03 | SF_WATER_SPRAYER | GROES: 7850 KG/CM3; IWERK: 1303; INGRP: 049; GEWRK: 1303-LJP; WERGW: 1303; RBNR: 5399; SWERK: 1303; STORT: F303-PPP; BEBER: F01; ABCKZ: T; BUKRS: 2222; KOSTL: 2222I55221; PROID: D43/XX/B6-1303/RT1/PPP; TPLNR: 1303 -FSU /FILL HOUSE WTR SPRAY |  |  | FSU-WS03 | [6 empty] | -
1136 | UPDATE-1 | REGION 5 | TBBM MALANG | C | 1303-FO-WS04/00 | 1303-FSU-WS04/00 | 1303-FSU-WS04/00 | 1303-FSU-WS04/00 | OK | FSU-WS04 |  | F |  | 01 |  | WATER SPRAY FILLING BAY 04 | SF_WATER_SPRAYER | GROES: 7850 KG/CM3; IWERK: 1303; INGRP: 049; GEWRK: 1303-LJP; WERGW: 1303; RBNR: 5399; SWERK: 1303; STORT: F303-PPP; BEBER: F01; ABCKZ: T; BUKRS: 2222; KOSTL: 2222I55221; PROID: D43/XX/B6-1303/RT1/PPP; TPLNR: 1303 -FSU /FILL HOUSE WTR SPRAY |  |  | FSU-WS04 | [6 empty] | -
1137 | UPDATE-1 | REGION 5 | TBBM MALANG | C | 1303-FO-WS05/00 | 1303-FSU-WS05/00 | 1303-FSU-WS05/00 | 1303-FSU-WS05/00 | OK | FSU-WS05 |  | F |  | 01 |  | WATER SPRAY FILLING BAY 05 | SF_WATER_SPRAYER | GROES: 7850 KG/CM3; IWERK: 1303; INGRP: 049; GEWRK: 1303-LJP; WERGW: 1303; RBNR: 5399; SWERK: 1303; STORT: F303-PPP; BEBER: F01; ABCKZ: T; BUKRS: 2222; KOSTL: 2222I55221; PROID: D43/XX/B6-1303/RT1/PPP; TPLNR: 1303 -FSU /FILL HOUSE WTR SPRAY |  |  | FSU-WS05 | [6 empty] | -
1138 | NEW | REGION 5 | TBBM MALANG | C | NEW | NEW | NEW | 1303-TFA-GV01/00 | NEW | TFA-GV01 |  | N |  | 01 |  | GATE VALVE CONNECT T-10 AND T-05 | SF_VALVE | GROES: 6IN-150PSI; IWERK: 1303; INGRP: 049; GEWRK: 1303-LJP; WERGW: 1303; RBNR: 7304; SWERK: 1303; STORT: F303-PPP; BEBER: F01; ABCKZ: T; BUKRS: 2222; KOSTL: 2222I55221; PROID: D43/XX/B6-1303/RT1/PPP; TPLNR: 1303 -TFA /PIPING TANK FARM AREA |  |  | TFA-GV01 |  |  | GLT | GATE,ASTM A216 WCB |  |  | IN
1139 | NEW | REGION 5 | TBBM MALANG | C | NEW | NEW | NEW | 1303-TFA-GV02/00 | NEW | TFA-GV02 |  | N |  | 01 |  | GATE VALVE CONNECT T-02 AND T-06 | SF_VALVE | GROES: 6IN-150PSI; IWERK: 1303; INGRP: 049; GEWRK: 1303-LJP; WERGW: 1303; RBNR: 7304; SWERK: 1303; STORT: F303-PPP; BEBER: F01; ABCKZ: T; BUKRS: 2222; KOSTL: 2222I55221; PROID: D43/XX/B6-1303/RT1/PPP; TPLNR: 1303 -TFA /PIPING TANK FARM AREA |  |  | TFA-GV02 |  |  | CRANE | GATE,ASTM A216 WCB |  |  | US
1140 | NEW | REGION 5 | TBBM MALANG | C | NEW | NEW | NEW | 1303-TFA-GV03/00 | NEW | TFA-GV03 |  | N |  | 01 |  | GATE VALVE CONNECT T08 AND PIPE PERTAMAX | SF_VALVE | GROES: 6IN-150PSI; IWERK: 1303; INGRP: 049; GEWRK: 1303-LJP; WERGW: 1303; RBNR: 7304; SWERK: 1303; STORT: F303-PPP; BEBER: F01; ABCKZ: T; BUKRS: 2222; KOSTL: 2222I55221; PROID: D43/XX/B6-1303/RT1/PPP; TPLNR: 1303 -TFA /PIPING TANK FARM AREA |  |  | TFA-GV03 |  |  | KITZ | GATE,ASTM A216 WCB |  |  | JP
1141 | NEW | REGION 5 | TBBM MALANG | C | NEW | NEW | NEW | 1303-TFA-GV04/00 | NEW | TFA-GV04 |  | N |  | 01 |  | GATE VALVE CONNECT PIPE BIOSOLAR AND T06 | SF_VALVE | GROES: 6IN-150PSI; IWERK: 1303; INGRP: 049; GEWRK: 1303-LJP; WERGW: 1303; RBNR: 7304; SWERK: 1303; STORT: F303-PPP; BEBER: F01; ABCKZ: T; BUKRS: 2222; KOSTL: 2222I55221; PROID: D43/XX/B6-1303/RT1/PPP; TPLNR: 1303 -TFA /PIPING TANK FARM AREA |  |  | TFA-GV04 |  |  | KITZ | GATE,ASTM A216 WCB |  |  | JP
1142 | NEW | REGION 5 | TBBM MALANG | C | NEW | NEW | NEW | 1303-TFA-GV05/00 | NEW | TFA-GV05 |  | N |  | 01 |  | GATE VALVE CONNECT T03 AND PIPE PERTAMAX | SF_VALVE | GROES: 6IN-150PSI; IWERK: 1303; INGRP: 049; GEWRK: 1303-LJP; WERGW: 1303; RBNR: 7304; SWERK: 1303; STORT: F303-PPP; BEBER: F01; ABCKZ: T; BUKRS: 2222; KOSTL: 2222I55221; PROID: D43/XX/B6-1303/RT1/PPP; TPLNR: 1303 -TFA /PIPING TANK FARM AREA |  |  | TFA-GV05 |  |  | KITZ | GATE,ASTM A216 WCB |  |  | JP
1143 | NEW | REGION 5 | TBBM MALANG | C | NEW | NEW | NEW | 1303-TFA-GV06/00 | NEW | TFA-GV06 |  | N |  | 01 |  | GATE VALVE CONNECT T4 AND PIPE PERTALITE | SF_VALVE | GROES: 6IN-150PSI; IWERK: 1303; INGRP: 049; GEWRK: 1303-LJP; WERGW: 1303; RBNR: 7304; SWERK: 1303; STORT: F303-PPP; BEBER: F01; ABCKZ: T; BUKRS: 2222; KOSTL: 2222I55221; PROID: D43/XX/B6-1303/RT1/PPP; TPLNR: 1303 -TFA /PIPING TANK FARM AREA |  |  | TFA-GV06 |  |  | CRANE | GATE,ASTM A216 WCB |  |  | US
1144 | NEW | REGION 5 | TBBM MALANG | C | NEW | NEW | NEW | 1303-TFA-GV07/00 | NEW | TFA-GV07 |  | N |  | 01 |  | GATE VALVE CONNECT T03 AND T04 PERTALITE | SF_VALVE | GROES: 6IN-150PSI; IWERK: 1303; INGRP: 049; GEWRK: 1303-LJP; WERGW: 1303; RBNR: 7304; SWERK: 1303; STORT: F303-PPP; BEBER: F01; ABCKZ: T; BUKRS: 2222; KOSTL: 2222I55221; PROID: D43/XX/B6-1303/RT1/PPP; TPLNR: 1303 -TFA /PIPING TANK FARM AREA |  |  | TFA-GV07 |  |  | DIKKERS | GATE,ASTM A216 WCB |  |  | NL
1145 | NEW | REGION 5 | TBBM MALANG | C | NEW | NEW | NEW | 1303-TFA-GV08/00 | NEW | TFA-GV08 |  | N |  | 01 |  | GATE VALVE CONNECT T04 AND PIPE BIOSOLAR | SF_VALVE | GROES: 6IN-150PSI; IWERK: 1303; INGRP: 049; GEWRK: 1303-LJP; WERGW: 1303; RBNR: 7304; SWERK: 1303; STORT: F303-PPP; BEBER: F01; ABCKZ: T; BUKRS: 2222; KOSTL: 2222I55221; PROID: D43/XX/B6-1303/RT1/PPP; TPLNR: 1303 -TFA /PIPING TANK FARM AREA |  |  | TFA-GV08 |  |  | GLT | GATE,ASTM A216 WCB |  |  | IN
1146 | NEW | REGION 5 | TBBM MALANG | C | NEW | NEW | NEW | 1303-TFA-GV09/00 | NEW | TFA-GV09 |  | N |  | 01 |  | GATE VALVE CONNECT T03 AND T04 BI0S0LAR | SF_VALVE | GROES: 6IN-150PSI; IWERK: 1303; INGRP: 049; GEWRK: 1303-LJP; WERGW: 1303; RBNR: 7304; SWERK: 1303; STORT: F303-PPP; BEBER: F01; ABCKZ: T; BUKRS: 2222; KOSTL: 2222I55221; PROID: D43/XX/B6-1303/RT1/PPP; TPLNR: 1303 -TFA /PIPING TANK FARM AREA |  |  | TFA-GV09 |  |  | GLT | GATE,ASTM A216 WCB |  |  | IN
1147 | NEW | REGION 5 | TBBM MALANG | C | NEW | NEW | NEW | 1303-TFA-GV10/00 | NEW | TFA-GV10 |  | N |  | 01 |  | GATE VALVE CONNECT PIPE PERTAMAX TO T03 | SF_VALVE | GROES: 6IN-150PSI; IWERK: 1303; INGRP: 049; GEWRK: 1303-LJP; WERGW: 1303; RBNR: 7304; SWERK: 1303; STORT: F303-PPP; BEBER: F01; ABCKZ: T; BUKRS: 2222; KOSTL: 2222I55221; PROID: D43/XX/B6-1303/RT1/PPP; TPLNR: 1303 -TFA /PIPING TANK FARM AREA |  |  | TFA-GV10 |  |  | KITZ | GATE,ASTM A216 WCB |  |  | JP
1148 | NEW | REGION 5 | TBBM MALANG | C | NEW | NEW | NEW | 1303-T02-STR01/00 | NEW | T02-STR01 |  | N |  | 01 |  | STRAINER FIRE WATER TANK T-02 | SF_FILTER | GROES: 3IN-150PSI; IWERK: 1303; INGRP: 049; GEWRK: 1303-LJP; WERGW: 1303; RBNR: 3902; SWERK: 1303; STORT: F303-PPP; BEBER: F01; ABCKZ: T; BUKRS: 2222; KOSTL: 2222I55221; PROID: D43/XX/B6-1303/RT1/PPP; TPLNR: 1303 -TFA /TANK STORAGE NO 02 |  |  | T02-STR01 |  |  | GLT
1149 | NEW | REGION 5 | TBBM MALANG | C | NEW | NEW | NEW | 1303-T04-STR01/00 | NEW | T04-STR01 |  | N |  | 01 |  | STRAINER FIRE WATER TANK T-04 | SF_FILTER | GROES: 3IN-150PSI; IWERK: 1303; INGRP: 049; GEWRK: 1303-LJP; WERGW: 1303; RBNR: 3902; SWERK: 1303; STORT: F303-PPP; BEBER: F01; ABCKZ: T; BUKRS: 2222; KOSTL: 2222I55221; PROID: D43/XX/B6-1303/RT1/PPP; TPLNR: 1303 -TFA /TANK STORAGE NO 04 |  |  | T04-STR01 |  |  | GLT
1150 | NEW | REGION 5 | TBBM MALANG | C | NEW | NEW | NEW | 1303-T08-STR01/00 | NEW | T08-STR01 |  | N |  | 01 |  | STRAINER FIRE WATER TANK T-08 | SF_FILTER | GROES: 4IN-150PSI; IWERK: 1303; INGRP: 049; GEWRK: 1303-LJP; WERGW: 1303; RBNR: 3902; SWERK: 1303; STORT: F303-PPP; BEBER: F01; ABCKZ: T; BUKRS: 2222; KOSTL: 2222I55221; PROID: D43/XX/B6-1303/RT1/PPP; TPLNR: 1303 -TFA /TANK STORAGE NO 08 |  |  | T08-STR01 |  |  | GLT
1151 | NEW | REGION 5 | TBBM MALANG | C | NEW | NEW | NEW | 1303-T10-STR01/00 | NEW | T10-STR01 |  | N |  | 01 |  | STRAINER FIRE WATER TANK T-10 | SF_FILTER | GROES: 3IN-150PSI; IWERK: 1303; INGRP: 049; GEWRK: 1303-LJP; WERGW: 1303; RBNR: 3902; SWERK: 1303; STORT: F303-PPP; BEBER: F01; ABCKZ: T; BUKRS: 2222; KOSTL: 2222I55221; PROID: D43/XX/B6-1303/RT1/PPP; TPLNR: 1303 -TFA /TANK STORAGE NO 10 |  |  | T10-STR01 |  |  | GLT
1152 | NEW | REGION 5 | TBBM MALANG | C | NEW | NEW | NEW | 1303-T02-FL03/00 | NEW | T02-FL03 | SECE | N |  | 01 | SECE | FLEXIBLE JOINT FIRE WATER TANK T-02 | SF_FLEXIBLE_JOINT | GROES: 3IN-150PSI; IWERK: 1303; INGRP: 049; GEWRK: 1303-LJP; WERGW: 1303; RBNR: 4099; SWERK: 1303; STORT: F303-PPP; BEBER: F01; ABCKZ: V; BUKRS: 2222; KOSTL: 2222I55221; PROID: D43/XX/B6-1303/RT1/PPP; TPLNR: 1303 -TFA /TANK STORAGE NO 02 |  |  | T02-FL03
1153 | NEW | REGION 5 | TBBM MALANG | C | NEW | NEW | NEW | 1303-T04-FL03/00 | NEW | T04-FL03 | SECE | N |  | 01 | SECE | FLEXIBLE JOINT FIRE WATER TANK T-04 | SF_FLEXIBLE_JOINT | GROES: 4IN-150PSI; IWERK: 1303; INGRP: 049; GEWRK: 1303-LJP; WERGW: 1303; RBNR: 4099; SWERK: 1303; STORT: F303-PPP; BEBER: F01; ABCKZ: V; BUKRS: 2222; KOSTL: 2222I55221; PROID: D43/XX/B6-1303/RT1/PPP; TPLNR: 1303 -TFA /TANK STORAGE NO 04 |  |  | T04-FL03
1154 | NEW | REGION 5 | TBBM MALANG | C | NEW | NEW | NEW | 1303-T08-FL03/00 | NEW | T08-FL03 | SECE | N |  | 01 | SECE | FLEXIBLE JOINT FIRE WATER TANK T-08 | SF_FLEXIBLE_JOINT | GROES: 4IN-150PSI; IWERK: 1303; INGRP: 049; GEWRK: 1303-LJP; WERGW: 1303; RBNR: 4099; SWERK: 1303; STORT: F303-PPP; BEBER: F01; ABCKZ: V; BUKRS: 2222; KOSTL: 2222I55221; PROID: D43/XX/B6-1303/RT1/PPP; TPLNR: 1303 -TFA /TANK STORAGE NO 08 |  |  | T08-FL03
1155 | NEW | REGION 5 | TBBM MALANG | C | NEW | NEW | NEW | 1303-T10-FL03/00 | NEW | T10-FL03 | SECE | N |  | 01 | SECE | FLEXIBLE JOINT FIRE WATER TANK T-10 | SF_FLEXIBLE_JOINT | GROES: 3IN-150PSI; IWERK: 1303; INGRP: 049; GEWRK: 1303-LJP; WERGW: 1303; RBNR: 4099; SWERK: 1303; STORT: F303-PPP; BEBER: F01; ABCKZ: V; BUKRS: 2222; KOSTL: 2222I55221; PROID: D43/XX/B6-1303/RT1/PPP; TPLNR: 1303 -TFA /TANK STORAGE NO 10 |  |  | T10-FL03
1156 | NEW | REGION 5 | TBBM MALANG | C | NEW | NEW | NEW | 1303-T03-STR01/00 | NEW | T03-STR01 |  | N |  | 01 |  | STRAINER FOAM SYSTEM TANK T-03 | SF_FILTER | GROES: 4IN-150PSI; IWERK: 1303; INGRP: 049; GEWRK: 1303-LJP; WERGW: 1303; RBNR: 3902; SWERK: 1303; STORT: F303-PPP; BEBER: F01; ABCKZ: T; BUKRS: 2222; KOSTL: 2222I55221; PROID: D43/XX/B6-1303/RT1/PPP; TPLNR: 1303 -TFA /TANK STORAGE NO 03 |  |  | T03-STR01 |  |  | GLT
1157 | NEW | REGION 5 | TBBM MALANG | C | NEW | NEW | NEW | 1303-T05-STR01/00 | NEW | T05-STR01 |  | N |  | 01 |  | STRAINER FOAM SYSTEM TANK T-05 | SF_FILTER | GROES: 4IN-150PSI; IWERK: 1303; INGRP: 049; GEWRK: 1303-LJP; WERGW: 1303; RBNR: 3902; SWERK: 1303; STORT: F303-PPP; BEBER: F01; ABCKZ: T; BUKRS: 2222; KOSTL: 2222I55221; PROID: D43/XX/B6-1303/RT1/PPP; TPLNR: 1303 -TFA /TANK STORAGE NO 05 |  |  | T05-STR01 |  |  | GLT
1158 | NEW | REGION 5 | TBBM MALANG | C | NEW | NEW | NEW | 1303-T06-STR01/00 | NEW | T06-STR01 |  | N |  | 01 |  | STRAINER FOAM SYSTEM TANK T-06 | SF_FILTER | GROES: 4IN-150PSI; IWERK: 1303; INGRP: 049; GEWRK: 1303-LJP; WERGW: 1303; RBNR: 3902; SWERK: 1303; STORT: F303-PPP; BEBER: F01; ABCKZ: T; BUKRS: 2222; KOSTL: 2222I55221; PROID: D43/XX/B6-1303/RT1/PPP; TPLNR: 1303 -TFA /TANK STORAGE NO 06 |  |  | T06-STR01 |  |  | GLT
1159 | NEW | REGION 5 | TBBM MALANG | C | NEW | NEW | NEW | 1303-T07-STR01/00 | NEW | T07-STR01 |  | N |  | 01 |  | STRAINER FOAM SYSTEM TANK T-07 | SF_FILTER | GROES: 4IN-150PSI; IWERK: 1303; INGRP: 049; GEWRK: 1303-LJP; WERGW: 1303; RBNR: 3902; SWERK: 1303; STORT: F303-PPP; BEBER: F01; ABCKZ: T; BUKRS: 2222; KOSTL: 2222I55221; PROID: D43/XX/B6-1303/RT1/PPP; TPLNR: 1303 -TFA /TANK STORAGE NO 07 |  |  | T07-STR01 |  |  | GLT
1160 | NEW | REGION 5 | TBBM MALANG | C | NEW | NEW | NEW | 1303-T10-STR02/00 | NEW | T10-STR02 |  | N |  | 01 |  | STRAINER FOAM SYSTEM TANK T-10 | SF_FILTER | GROES: 4IN-150PSI; IWERK: 1303; INGRP: 049; GEWRK: 1303-LJP; WERGW: 1303; RBNR: 3902; SWERK: 1303; STORT: F303-PPP; BEBER: F01; ABCKZ: T; BUKRS: 2222; KOSTL: 2222I55221; PROID: D43/XX/B6-1303/RT1/PPP; TPLNR: 1303 -TFA /TANK STORAGE NO 10 |  |  | T10-STR02 |  |  | GLT
1161 | NEW | REGION 5 | TBBM MALANG | C | NEW | NEW | NEW | 1303-T03-FL03/00 | NEW | T03-FL03 | SECE | N |  | 01 | SECE | FLEXIBLE JOINT FOAM SYSTEM TANK T-03 | SF_FLEXIBLE_JOINT | GROES: 4IN-150PSI; IWERK: 1303; INGRP: 049; GEWRK: 1303-LJP; WERGW: 1303; RBNR: 4099; SWERK: 1303; STORT: F303-PPP; BEBER: F01; ABCKZ: V; BUKRS: 2222; KOSTL: 2222I55221; PROID: D43/XX/B6-1303/RT1/PPP; TPLNR: 1303 -TFA /TANK STORAGE NO 03 |  |  | T03-FL03
1162 | NEW | REGION 5 | TBBM MALANG | C | NEW | NEW | NEW | 1303-T04-FL04/00 | NEW | T04-FL04 | SECE | N |  | 01 | SECE | FLEXIBLE JOINT FOAM SYSTEM TANK T-04 | SF_FLEXIBLE_JOINT | GROES: 4IN-150PSI; IWERK: 1303; INGRP: 049; GEWRK: 1303-LJP; WERGW: 1303; RBNR: 4099; SWERK: 1303; STORT: F303-PPP; BEBER: F01; ABCKZ: V; BUKRS: 2222; KOSTL: 2222I55221; PROID: D43/XX/B6-1303/RT1/PPP; TPLNR: 1303 -TFA /TANK STORAGE NO 04 |  |  | T04-FL04
1163 | NEW | REGION 5 | TBBM MALANG | C | NEW | NEW | NEW | 1303-T05-FL03/00 | NEW | T05-FL03 | SECE | N |  | 01 | SECE | FLEXIBLE JOINT FOAM SYSTEM TANK T-05 | SF_FLEXIBLE_JOINT | GROES: 4IN-150PSI; IWERK: 1303; INGRP: 049; GEWRK: 1303-LJP; WERGW: 1303; RBNR: 4099; SWERK: 1303; STORT: F303-PPP; BEBER: F01; ABCKZ: V; BUKRS: 2222; KOSTL: 2222I55221; PROID: D43/XX/B6-1303/RT1/PPP; TPLNR: 1303 -TFA /TANK STORAGE NO 05 |  |  | T05-FL03
1164 | NEW | REGION 5 | TBBM MALANG | C | NEW | NEW | NEW | 1303-T06-FL03/00 | NEW | T06-FL03 | SECE | N |  | 01 | SECE | FLEXIBLE JOINT FOAM SYSTEM TANK T-06 | SF_FLEXIBLE_JOINT | GROES: 4IN-150PSI; IWERK: 1303; INGRP: 049; GEWRK: 1303-LJP; WERGW: 1303; RBNR: 4099; SWERK: 1303; STORT: F303-PPP; BEBER: F01; ABCKZ: V; BUKRS: 2222; KOSTL: 2222I55221; PROID: D43/XX/B6-1303/RT1/PPP; TPLNR: 1303 -TFA /TANK STORAGE NO 06 |  |  | T06-FL03
1165 | NEW | REGION 5 | TBBM MALANG | C | NEW | NEW | NEW | 1303-T07-FL03/00 | NEW | T07-FL03 | SECE | N |  | 01 | SECE | FLEXIBLE JOINT FOAM SYSTEM TANK T-07 | SF_FLEXIBLE_JOINT | GROES: 4IN-150PSI; IWERK: 1303; INGRP: 049; GEWRK: 1303-LJP; WERGW: 1303; RBNR: 4099; SWERK: 1303; STORT: F303-PPP; BEBER: F01; ABCKZ: V; BUKRS: 2222; KOSTL: 2222I55221; PROID: D43/XX/B6-1303/RT1/PPP; TPLNR: 1303 -TFA /TANK STORAGE NO 07 |  |  | T07-FL03
1166 | NEW | REGION 5 | TBBM MALANG | C | NEW | NEW | NEW | 1303-T10-FL04/00 | NEW | T10-FL04 | SECE | N |  | 01 | SECE | FLEXIBLE JOINT FOAM SYSTEM TANK T-10 | SF_FLEXIBLE_JOINT | GROES: 4IN-150PSI; IWERK: 1303; INGRP: 049; GEWRK: 1303-LJP; WERGW: 1303; RBNR: 4099; SWERK: 1303; STORT: F303-PPP; BEBER: F01; ABCKZ: V; BUKRS: 2222; KOSTL: 2222I55221; PROID: D43/XX/B6-1303/RT1/PPP; TPLNR: 1303 -TFA /TANK STORAGE NO 10 |  |  | T10-FL04
1167 | NEW | REGION 5 | TBBM MALANG | C | NEW | NEW | NEW | 1303-T10-FL05/00 | NEW | T10-FL05 | SECE | N |  | 01 | SECE | FLEXIBLE JOINT FOAM SYSTEM TANK T-10 | SF_FLEXIBLE_JOINT | GROES: 4IN-150PSI; IWERK: 1303; INGRP: 049; GEWRK: 1303-LJP; WERGW: 1303; RBNR: 4099; SWERK: 1303; STORT: F303-PPP; BEBER: F01; ABCKZ: V; BUKRS: 2222; KOSTL: 2222I55221; PROID: D43/XX/B6-1303/RT1/PPP; TPLNR: 1303 -TFA /TANK STORAGE NO 10 |  |  | T10-FL05
1168 | NEW | REGION 5 | TBBM MALANG | C | NEW | NEW | NEW | 1303-PFW-GV10/00 | NEW | PFW-GV10 |  | N |  | 01 |  | GATE VALVE HEADER FIRE WATER TO T-01 | SF_VALVE | GROES: 4IN-150PSI; IWERK: 1303; INGRP: 049; GEWRK: 1303-LJP; WERGW: 1303; RBNR: 7304; SWERK: 1303; STORT: F303-PPP; BEBER: F01; ABCKZ: T; BUKRS: 2222; KOSTL: 2222I55221; PROID: D43/XX/B6-1303/RT1/PPP; TPLNR: 1303 -PFW /PIPE SYST FIRE WATER |  |  | PFW-GV10 |  |  | FBV | GATE,ASTM A216 WCB |  |  | CN | 2025
1169 | NEW | REGION 5 | TBBM MALANG | C | NEW | NEW | NEW | 1303-PFW-GV11/00 | NEW | PFW-GV11 |  | N |  | 01 |  | GATE VALVE HEADER FIRE WATER TO T-02 | SF_VALVE | GROES: 4IN-150PSI; IWERK: 1303; INGRP: 049; GEWRK: 1303-LJP; WERGW: 1303; RBNR: 7304; SWERK: 1303; STORT: F303-PPP; BEBER: F01; ABCKZ: T; BUKRS: 2222; KOSTL: 2222I55221; PROID: D43/XX/B6-1303/RT1/PPP; TPLNR: 1303 -PFW /PIPE SYST FIRE WATER |  |  | PFW-GV11 |  |  | FBV | GATE,ASTM A216 WCB |  |  | CN | 2025
1170 | NEW | REGION 5 | TBBM MALANG | C | NEW | NEW | NEW | 1303-PFW-GV12/00 | NEW | PFW-GV12 |  | N |  | 01 |  | GATE VALVE HEADER FIRE WATER TO T-03 | SF_VALVE | GROES: 4IN-150PSI; IWERK: 1303; INGRP: 049; GEWRK: 1303-LJP; WERGW: 1303; RBNR: 7304; SWERK: 1303; STORT: F303-PPP; BEBER: F01; ABCKZ: T; BUKRS: 2222; KOSTL: 2222I55221; PROID: D43/XX/B6-1303/RT1/PPP; TPLNR: 1303 -PFW /PIPE SYST FIRE WATER |  |  | PFW-GV12 |  |  | FBV | GATE,ASTM A216 WCB |  |  | CN | 2025
1171 | NEW | REGION 5 | TBBM MALANG | C | NEW | NEW | NEW | 1303-PFW-GV13/00 | NEW | PFW-GV13 |  | N |  | 01 |  | GATE VALVE HEADER FIRE WATER TO T-04 | SF_VALVE | GROES: 4IN-150PSI; IWERK: 1303; INGRP: 049; GEWRK: 1303-LJP; WERGW: 1303; RBNR: 7304; SWERK: 1303; STORT: F303-PPP; BEBER: F01; ABCKZ: T; BUKRS: 2222; KOSTL: 2222I55221; PROID: D43/XX/B6-1303/RT1/PPP; TPLNR: 1303 -PFW /PIPE SYST FIRE WATER |  |  | PFW-GV13 |  |  | FBV | GATE,ASTM A216 WCB |  |  | CN | 2025
1172 | NEW | REGION 5 | TBBM MALANG | C | NEW | NEW | NEW | 1303-PFW-GV14/00 | NEW | PFW-GV14 |  | N |  | 01 |  | GATE VALVE HEADER FIRE WATER TO T-05 | SF_VALVE | GROES: 4IN-150PSI; IWERK: 1303; INGRP: 049; GEWRK: 1303-LJP; WERGW: 1303; RBNR: 7304; SWERK: 1303; STORT: F303-PPP; BEBER: F01; ABCKZ: T; BUKRS: 2222; KOSTL: 2222I55221; PROID: D43/XX/B6-1303/RT1/PPP; TPLNR: 1303 -PFW /PIPE SYST FIRE WATER |  |  | PFW-GV14 |  |  | FBV | GATE,ASTM A216 WCB |  |  | CN | 2025
1173 | NEW | REGION 5 | TBBM MALANG | C | NEW | NEW | NEW | 1303-PFW-GV15/00 | NEW | PFW-GV15 |  | N |  | 01 |  | GATE VALVE HEADER FIRE WATER TO T-06 | SF_VALVE | GROES: 4IN-150PSI; IWERK: 1303; INGRP: 049; GEWRK: 1303-LJP; WERGW: 1303; RBNR: 7304; SWERK: 1303; STORT: F303-PPP; BEBER: F01; ABCKZ: T; BUKRS: 2222; KOSTL: 2222I55221; PROID: D43/XX/B6-1303/RT1/PPP; TPLNR: 1303 -PFW /PIPE SYST FIRE WATER |  |  | PFW-GV15 |  |  | FBV | GATE,ASTM A216 WCB |  |  | CN | 2025
1174 | NEW | REGION 5 | TBBM MALANG | C | NEW | NEW | NEW | 1303-PFW-GV16/00 | NEW | PFW-GV16 |  | N |  | 01 |  | GATE VALVE HEADER FIRE WATER TO T-07 | SF_VALVE | GROES: 4IN-150PSI; IWERK: 1303; INGRP: 049; GEWRK: 1303-LJP; WERGW: 1303; RBNR: 7304; SWERK: 1303; STORT: F303-PPP; BEBER: F01; ABCKZ: T; BUKRS: 2222; KOSTL: 2222I55221; PROID: D43/XX/B6-1303/RT1/PPP; TPLNR: 1303 -PFW /PIPE SYST FIRE WATER |  |  | PFW-GV16 |  |  | FBV | GATE,ASTM A216 WCB |  |  | CN | 2025
1175 | NEW | REGION 5 | TBBM MALANG | C | NEW | NEW | NEW | 1303-PFW-GV17/00 | NEW | PFW-GV17 |  | N |  | 01 |  | GATE VALVE HEADER FIRE WATER TO T-08 | SF_VALVE | GROES: 4IN-150PSI; IWERK: 1303; INGRP: 049; GEWRK: 1303-LJP; WERGW: 1303; RBNR: 7304; SWERK: 1303; STORT: F303-PPP; BEBER: F01; ABCKZ: T; BUKRS: 2222; KOSTL: 2222I55221; PROID: D43/XX/B6-1303/RT1/PPP; TPLNR: 1303 -PFW /PIPE SYST FIRE WATER |  |  | PFW-GV17 |  |  | FBV | GATE,ASTM A216 WCB |  |  | CN | 2025
1176 | NEW | REGION 5 | TBBM MALANG | C | NEW | NEW | NEW | 1303-PFW-GV18/00 | NEW | PFW-GV18 |  | N |  | 01 |  | GATE VALVE HEADER FIRE WATER TO T-09 | SF_VALVE | GROES: 4IN-150PSI; IWERK: 1303; INGRP: 049; GEWRK: 1303-LJP; WERGW: 1303; RBNR: 7304; SWERK: 1303; STORT: F303-PPP; BEBER: F01; ABCKZ: T; BUKRS: 2222; KOSTL: 2222I55221; PROID: D43/XX/B6-1303/RT1/PPP; TPLNR: 1303 -PFW /PIPE SYST FIRE WATER |  |  | PFW-GV18 |  |  | FBV | GATE,ASTM A216 WCB |  |  | CN | 2025
1177 | NEW | REGION 5 | TBBM MALANG | C | NEW | NEW | NEW | 1303-PFW-GV19/00 | NEW | PFW-GV19 |  | N |  | 01 |  | GATE VALVE HEADER FIRE WATER TO T-10 | SF_VALVE | GROES: 4IN-150PSI; IWERK: 1303; INGRP: 049; GEWRK: 1303-LJP; WERGW: 1303; RBNR: 7304; SWERK: 1303; STORT: F303-PPP; BEBER: F01; ABCKZ: T; BUKRS: 2222; KOSTL: 2222I55221; PROID: D43/XX/B6-1303/RT1/PPP; TPLNR: 1303 -PFW /PIPE SYST FIRE WATER |  |  | PFW-GV19 |  |  | FBV | GATE,ASTM A216 WCB |  |  | CN | 2025
1178 | NEW | REGION 5 | TBBM MALANG | C | NEW | NEW | NEW | 1303-PFW-GV20/00 | NEW | PFW-GV20 |  | N |  | 01 |  | GATE VALVE HEADER FIRE WATER SPARE | SF_VALVE | GROES: 4IN-150PSI; IWERK: 1303; INGRP: 049; GEWRK: 1303-LJP; WERGW: 1303; RBNR: 7304; SWERK: 1303; STORT: F303-PPP; BEBER: F01; ABCKZ: T; BUKRS: 2222; KOSTL: 2222I55221; PROID: D43/XX/B6-1303/RT1/PPP; TPLNR: 1303 -PFW /PIPE SYST FIRE WATER |  |  | PFW-GV20 |  |  | FBV | GATE,ASTM A216 WCB |  |  | CN | 2025
1179 | NEW | REGION 5 | TBBM MALANG | C | NEW | NEW | NEW | 1303-PFW-GV21/00 | NEW | PFW-GV21 |  | N |  | 01 |  | GATE VALVE HEADER FIRE WATER SPARE | SF_VALVE | GROES: 4IN-150PSI; IWERK: 1303; INGRP: 049; GEWRK: 1303-LJP; WERGW: 1303; RBNR: 7304; SWERK: 1303; STORT: F303-PPP; BEBER: F01; ABCKZ: T; BUKRS: 2222; KOSTL: 2222I55221; PROID: D43/XX/B6-1303/RT1/PPP; TPLNR: 1303 -PFW /PIPE SYST FIRE WATER |  |  | PFW-GV21 |  |  | FBV | GATE,ASTM A216 WCB |  |  | CN | 2025
1180 | NEW | REGION 5 | TBBM MALANG | C | NEW | NEW | NEW | 1303-PFW-GV22/00 | NEW | PFW-GV22 |  | N |  | 01 |  | GATE VALVE HEADER FIRE WATER SPARE | SF_VALVE | GROES: 4IN-150PSI; IWERK: 1303; INGRP: 049; GEWRK: 1303-LJP; WERGW: 1303; RBNR: 7304; SWERK: 1303; STORT: F303-PPP; BEBER: F01; ABCKZ: T; BUKRS: 2222; KOSTL: 2222I55221; PROID: D43/XX/B6-1303/RT1/PPP; TPLNR: 1303 -PFW /PIPE SYST FIRE WATER |  |  | PFW-GV22 |  |  | FBV | GATE,ASTM A216 WCB |  |  | CN | 2025
1181 | NEW | REGION 5 | TBBM MALANG | C | NEW | NEW | NEW | 1303-PFW-GV23/00 | NEW | PFW-GV23 |  | N |  | 01 |  | GATE VALVE HEADER FIRE WATER SPARE | SF_VALVE | GROES: 4IN-150PSI; IWERK: 1303; INGRP: 049; GEWRK: 1303-LJP; WERGW: 1303; RBNR: 7304; SWERK: 1303; STORT: F303-PPP; BEBER: F01; ABCKZ: T; BUKRS: 2222; KOSTL: 2222I55221; PROID: D43/XX/B6-1303/RT1/PPP; TPLNR: 1303 -PFW /PIPE SYST FIRE WATER |  |  | PFW-GV23 |  |  | FBV | GATE,ASTM A216 WCB |  |  | CN | 2025
1182 | NEW | REGION 5 | TBBM MALANG | C | NEW | NEW | NEW | 1303-T04-LSH01/00 | NEW | T04-LSH01 | SECE | I |  | 01 | SECE | LEVEL SWITCH HIGH TANK T-04 | SF_INS_INDICATOR | GROES: 1000MM; IWERK: 1303; INGRP: 049; GEWRK: 1303-LJP; WERGW: 1303; RBNR: 7111; SWERK: 1303; STORT: F303-PPP; BEBER: F01; ABCKZ: V; BUKRS: 2222; KOSTL: 2222I55221; PROID: D43/XX/B6-1303/RT1/PPP; TPLNR: 1303 -TFA /TANK STORAGE NO 04 |  |  | T04-LSH01 |  |  | ENDRESS HAUSER | FIX LEVEL SENSOR
1183 | NEW | REGION 5 | TBBM MALANG | C | NEW | NEW | NEW | 1303-T04-LSHH01/00 | NEW | T04-LSHH01 | SECE | I |  | 01 | SECE | LEVEL SWITCH HIGHHIGH TANK T-04 | SF_INS_INDICATOR | GROES: 1000MM; IWERK: 1303; INGRP: 049; GEWRK: 1303-LJP; WERGW: 1303; RBNR: 7111; SWERK: 1303; STORT: F303-PPP; BEBER: F01; ABCKZ: V; BUKRS: 2222; KOSTL: 2222I55221; PROID: D43/XX/B6-1303/RT1/PPP; TPLNR: 1303 -TFA /TANK STORAGE NO 04 |  |  | T04-LSHH01 |  |  | ENDRESS HAUSER | FIX LEVEL SENSOR
1184 | NEW | REGION 5 | TBBM MALANG | C | NEW | NEW | NEW | 1303-T04-LSL01/00 | NEW | T04-LSL01 | SECE | I |  | 01 | SECE | LEVEL SWITCH LOW TANK T-04 | SF_INS_INDICATOR | GROES: 1000MM; IWERK: 1303; INGRP: 049; GEWRK: 1303-LJP; WERGW: 1303; RBNR: 7111; SWERK: 1303; STORT: F303-PPP; BEBER: F01; ABCKZ: V; BUKRS: 2222; KOSTL: 2222I55221; PROID: D43/XX/B6-1303/RT1/PPP; TPLNR: 1303 -TFA /TANK STORAGE NO 04 |  |  | T04-LSL01 |  |  | ENDRESS HAUSER | FIX LEVEL SENSOR
1185 | NEW | REGION 5 | TBBM MALANG | C | NEW | NEW | NEW | 1303-T04-LSLL01/00 | NEW | T04-LSLL01 | SECE | I |  | 09 | SECE | LEVEL SWITCH LOWLOW TANK T-04 | SF_INS_INDICATOR | GROES: 1000MM; IWERK: 1303; INGRP: 049; GEWRK: 1303-LJP; WERGW: 1303; RBNR: 7111; SWERK: 1303; STORT: F303-PPP; BEBER: F01; ABCKZ: V; BUKRS: 2222; KOSTL: 2222I55221; PROID: D43/XX/B6-1303/RT1/PPP; TPLNR: 1303 -TFA /TANK STORAGE NO 04 |  |  | T04-LSLL01 |  |  | ENDRESS HAUSER | FIX LEVEL SENSOR
1186 | NEW | REGION 5 | TBBM MALANG | C | NEW | NEW | NEW | 1303-LGP-LPS04/00 | NEW | LGP-LPS04 | SECE | E |  | 01 | SECE | LIGHTNING PROTECTION FRONT T9 & T4 NO.4 | SF_LIGHTNING_SYST | GROES: <5OHM; IWERK: 1303; INGRP: 049; GEWRK: 1303-LJP; WERGW: 1303; RBNR: 8899; SWERK: 1303; STORT: F303-LJP; BEBER: F05; ABCKZ: V; BUKRS: 2222; KOSTL: 2222I55221; PROID: D43/XX/B6-1303/RT1/LJP; TPLNR: 1303 -LGP /LIGHTNING PROTECTION |  |  | LGP-LPS04
1187 | NEW | REGION 5 | TBBM MALANG | C | NEW | NEW | NEW | 1303-RF5-FW02/00 | NEW | RF5-FW02 | SECE | F |  | 01 | SECE | FIRE FOAM,FIRE WALL | SF_OTHERS | GROES: -; IWERK: 1303; INGRP: 049; GEWRK: 1303-LJP; WERGW: 1303; RBNR: 5399; SWERK: 1303; STORT: F303-PPP; BEBER: F01; ABCKZ: V; BUKRS: 2222; KOSTL: 2222I55221; PROID: D43/XX/B6-1303/RT1/PPP; TPLNR: 1303 -RF5 /FIRE FOAM WALL |  |  | RF5-FW02 |  |  |  | TEMBOK
1188 | NEW | REGION 5 | TBBM MALANG | C | NEW | NEW | NEW | 1303-SWG-MCC09/00 | NEW | SWG-MCC09 | SECE | E |  | 01 | SECE | PANEL POMPA PRODUK NO.08 | SF_MCC | GROES: 100A; IWERK: 1303; INGRP: 049; GEWRK: 1303-LJP; WERGW: 1303; RBNR: 9099; SWERK: 1303; STORT: F303-LJP; BEBER: F05; ABCKZ: V; BUKRS: 2222; KOSTL: 2222I55221; PROID: D43/XX/B6-1303/RT1/LJP; TPLNR: 1303 -SWG /SWITCHGEAR ROOM |  |  | SWG-MCC09 |  |  | SCHNEIDER
1189 | NEW | REGION 5 | TBBM MALANG | C | NEW | NEW | NEW | 1303-SWG-MCC10/00 | NEW | SWG-MCC10 | SECE | E |  | 01 | SECE | PANEL POMPA PRODUK NO.09 | SF_MCC | GROES: 80A; IWERK: 1303; INGRP: 049; GEWRK: 1303-LJP; WERGW: 1303; RBNR: 9099; SWERK: 1303; STORT: F303-LJP; BEBER: F05; ABCKZ: V; BUKRS: 2222; KOSTL: 2222I55221; PROID: D43/XX/B6-1303/RT1/LJP; TPLNR: 1303 -SWG /SWITCHGEAR ROOM |  |  | SWG-MCC10 |  |  | SCHNEIDER
1190 | NEW | REGION 5 | TBBM MALANG | C | NEW | NEW | NEW | 1303-SWG-MCC11/00 | NEW | SWG-MCC11 | SECE | E |  | 01 | SECE | PANEL POMPA PRODUK NO.10 | SF_MCC | GROES: 100A; IWERK: 1303; INGRP: 049; GEWRK: 1303-LJP; WERGW: 1303; RBNR: 9099; SWERK: 1303; STORT: F303-LJP; BEBER: F05; ABCKZ: V; BUKRS: 2222; KOSTL: 2222I55221; PROID: D43/XX/B6-1303/RT1/LJP; TPLNR: 1303 -SWG /SWITCHGEAR ROOM |  |  | SWG-MCC11 |  |  | SCHNEIDER
1191 | NEW | REGION 5 | TBBM MALANG | C | NEW | NEW | NEW | 1303-SWG-MCC12/00 | NEW | SWG-MCC12 | SECE | E |  | 01 | SECE | PANEL POMPA PRODUK NO.11 | SF_MCC | GROES: 100A; IWERK: 1303; INGRP: 049; GEWRK: 1303-LJP; WERGW: 1303; RBNR: 9099; SWERK: 1303; STORT: F303-LJP; BEBER: F05; ABCKZ: V; BUKRS: 2222; KOSTL: 2222I55221; PROID: D43/XX/B6-1303/RT1/LJP; TPLNR: 1303 -SWG /SWITCHGEAR ROOM |  |  | SWG-MCC12 |  |  | SCHNEIDER
1192 | NEW | REGION 5 | TBBM MALANG | C | NEW | NEW | NEW | 1303-SWG-MCC13/00 | NEW | SWG-MCC13 | SECE | E |  | 01 | SECE | PANEL POMPA PRODUK NO.12 | SF_MCC | GROES: 100A; IWERK: 1303; INGRP: 049; GEWRK: 1303-LJP; WERGW: 1303; RBNR: 9099; SWERK: 1303; STORT: F303-LJP; BEBER: F05; ABCKZ: V; BUKRS: 2222; KOSTL: 2222I55221; PROID: D43/XX/B6-1303/RT1/LJP; TPLNR: 1303 -SWG /SWITCHGEAR ROOM |  |  | SWG-MCC13 |  |  | SCHNEIDER
1193 | NEW | REGION 5 | TBBM MALANG | C | NEW | NEW | NEW | 1303-SWG-MCC14/00 | NEW | SWG-MCC14 | SECE | E |  | 01 | SECE | PANEL POMPA PRODUK NO.13 | SF_MCC | GROES: 100A; IWERK: 1303; INGRP: 049; GEWRK: 1303-LJP; WERGW: 1303; RBNR: 9099; SWERK: 1303; STORT: F303-LJP; BEBER: F05; ABCKZ: V; BUKRS: 2222; KOSTL: 2222I55221; PROID: D43/XX/B6-1303/RT1/LJP; TPLNR: 1303 -SWG /SWITCHGEAR ROOM |  |  | SWG-MCC14 |  |  | SCHNEIDER
1194 | NEW | REGION 5 | TBBM MALANG | C | NEW | NEW | NEW | 1303-T01-DH01/00 | NEW | T01-DH01 |  | N |  | 01 |  | DIP HATCH TANK T-01 | SF_OTHERS | GROES: 6IN; IWERK: 1303; INGRP: 049; GEWRK: 1303-LJP; WERGW: 1303; RBNR: 7199; SWERK: 1303; STORT: F303-PPP; BEBER: F01; ABCKZ: Y; BUKRS: 2222; KOSTL: 2222I55221; PROID: D43/XX/B6-1303/RT1/PPP; TPLNR: 1303 -TFA /TANK STORAGE NO 02 |  |  | T01-DH01 |  |  | WHESSOE LTD
1195 | NEW | REGION 5 | TBBM MALANG | C | NEW | NEW | NEW | 1303-T08-DH01/00 | NEW | T08-DH01 |  | N |  | 01 |  | DIP HATCH TANK T-08 | SF_OTHERS | GROES: 6IN; IWERK: 1303; INGRP: 049; GEWRK: 1303-LJP; WERGW: 1303; RBNR: 7199; SWERK: 1303; STORT: F303-PPP; BEBER: F01; ABCKZ: Y; BUKRS: 2222; KOSTL: 2222I55221; PROID: D43/XX/B6-1303/RT1/PPP; TPLNR: 1303 -TFA /TANK STORAGE NO 02 |  |  | T08-DH01 |  |  | WHESSOE LTD
1196 | NEW | REGION 5 | TBBM MALANG | C | NEW | NEW | NEW | 1303-T10-DH01/00 | NEW | T10-DH01 |  | N |  | 01 |  | DIP HATCH TANK T-10 | SF_OTHERS | GROES: 6IN; IWERK: 1303; INGRP: 049; GEWRK: 1303-LJP; WERGW: 1303; RBNR: 7199; SWERK: 1303; STORT: F303-PPP; BEBER: F01; ABCKZ: Y; BUKRS: 2222; KOSTL: 2222I55221; PROID: D43/XX/B6-1303/RT1/PPP; TPLNR: 1303 -TFA /TANK STORAGE NO 02 |  |  | T10-DH01 |  |  | WHESSOE LTD
1197 | NEW | REGION 5 | TBBM MALANG | C | NEW | NEW | NEW | 1303-RF1-PP02/00 | NEW | RF1-PP02 |  | V |  | 01 |  | PIPING RECEIVING FUEL PERTALITE | SF_PIPA | GROES: 6IN,SCH40; IWERK: 1303; INGRP: 049; GEWRK: 1303-LJP; WERGW: 1303; RBNR: 4001; SWERK: 1303; STORT: F303-PPP; BEBER: F01; ABCKZ: V; BUKRS: 2222; KOSTL: 2222I55221; PROID: D43/XX/B6-1303/RT1/PPP; TPLNR: 1303 -RF1 /SHELTER RTW BAY 1 |  |  | RF1-PP02 |  |  |  | API 5L,GR B
1198 | NEW | REGION 5 | TBBM MALANG | C | NEW | NEW | NEW | 1303-PSU-PP05/00 | NEW | PSU-PP05 |  | V |  | 01 |  | PIPING PERTALITE TO PUMP P-12 | SF_PIPA | GROES: 6IN,SCH40; IWERK: 1303; INGRP: 049; GEWRK: 1303-LJP; WERGW: 1303; RBNR: 4001; SWERK: 1303; STORT: F303-PPP; BEBER: F01; ABCKZ: V; BUKRS: 2222; KOSTL: 2222I55221; PROID: D43/XX/B6-1303/RT1/PPP; TPLNR: 1303 -PSU /DIST PIPE PUMP HOUSE |  |  | PSU-PP05 |  |  |  | API 5L,GR B
1199 | NEW | REGION 5 | TBBM MALANG | C | NEW | NEW | NEW | 1303-PSU-PP06/00 | NEW | PSU-PP06 |  | V |  | 01 |  | PIPING PERTAMAX PUMP SYSTEM | SF_PIPA | GROES: 6IN,SCH40; IWERK: 1303; INGRP: 049; GEWRK: 1303-LJP; WERGW: 1303; RBNR: 4001; SWERK: 1303; STORT: F303-PPP; BEBER: F01; ABCKZ: T; BUKRS: 2222; KOSTL: 2222I55221; PROID: D43/XX/B6-1303/RT1/PPP; TPLNR: 1303 -PSU /DIST PIPE PUMP HOUSE |  |  | PSU-PP06 |  |  |  | API 5L,GR B
1200 | NEW | REGION 5 | TBBM MALANG | C | NEW | NEW | NEW | 1303-TFA-PP09/00 | NEW | TFA-PP09 |  | V |  | 01 |  | PIPING PERTAMAX TANK FARM AREA | SF_PIPA | GROES: 6IN,SCH40; IWERK: 1303; INGRP: 049; GEWRK: 1303-LJP; WERGW: 1303; RBNR: 4001; SWERK: 1303; STORT: F303-PPP; BEBER: F01; ABCKZ: T; BUKRS: 2222; KOSTL: 2222I55221; PROID: D43/XX/B6-1303/RT1/PPP; TPLNR: 1303 -TFA /PIPING TANK FARM AREA |  |  | TFA-PP09 |  |  |  | API 5L,GR B
1201 | NEW | REGION 5 | TBBM MALANG | C | NEW | NEW | NEW | 1303-TFA-PP10/00 | NEW | TFA-PP10 |  | V |  | 01 |  | PIPING PERTAMAX TANK FARM AREA | SF_PIPA | GROES: 6IN,SCH40; IWERK: 1303; INGRP: 049; GEWRK: 1303-LJP; WERGW: 1303; RBNR: 4001; SWERK: 1303; STORT: F303-PPP; BEBER: F01; ABCKZ: T; BUKRS: 2222; KOSTL: 2222I55221; PROID: D43/XX/B6-1303/RT1/PPP; TPLNR: 1303 -TFA /PIPING TANK FARM AREA |  |  | TFA-PP10 |  |  |  | API 5L,GR B
1202 | NEW | REGION 5 | TBBM MALANG | C | NEW | NEW | NEW | 1303-TFA-PP11/00 | NEW | TFA-PP11 |  | V |  | 01 |  | PIPING BIOSOLAR TANK FARM AREA | SF_PIPA | GROES: 6IN,SCH40; IWERK: 1303; INGRP: 049; GEWRK: 1303-LJP; WERGW: 1303; RBNR: 4001; SWERK: 1303; STORT: F303-PPP; BEBER: F01; ABCKZ: T; BUKRS: 2222; KOSTL: 2222I55221; PROID: D43/XX/B6-1303/RT1/PPP; TPLNR: 1303 -TFA /PIPING TANK FARM AREA |  |  | TFA-PP11 |  |  |  | API 5L,GR B
1203 | NEW | REGION 5 | TBBM MALANG | C | NEW | NEW | NEW | 1303-TFA-PP12/00 | NEW | TFA-PP12 |  | V |  | 01 |  | PIPING BIOSOLAR TANK FARM AREA | SF_PIPA | GROES: 6IN,SCH40; IWERK: 1303; INGRP: 049; GEWRK: 1303-LJP; WERGW: 1303; RBNR: 4001; SWERK: 1303; STORT: F303-PPP; BEBER: F01; ABCKZ: T; BUKRS: 2222; KOSTL: 2222I55221; PROID: D43/XX/B6-1303/RT1/PPP; TPLNR: 1303 -TFA /PIPING TANK FARM AREA |  |  | TFA-PP12 |  |  |  | API 5L,GR B
1204 | NEW | REGION 5 | TBBM MALANG | C | NEW | NEW | NEW | 1303-PWR-TRF01/00 | NEW | PWR-TRF01 |  | E |  | 01 |  | TRANSFORMATOR 01 | SF_TRANSFORMATOR | GROES: 250KVA; IWERK: 1303; INGRP: 049; GEWRK: 1303-LJP; WERGW: 1303; RBNR: 8901; SWERK: 1303; STORT: F303-LJP; BEBER: F05; ABCKZ: T; BUKRS: 2222; KOSTL: 2222I55221; PROID: D43/XX/B6-1303/RT1/LJP; TPLNR: 1303 -PWR /TRANSFORMATOR 01 |  |  | PWR-TRF01
1205 | NEW | REGION 5 | TBBM MALANG | C | NEW | NEW | NEW | 1303-SWG-ATS01/00 | NEW | SWG-ATS01 |  | E |  | 01 |  | AUTOMATIC TRANFER SWITCH | SF_ELECTRICAL_SYST | GROES: 630A; IWERK: 1303; INGRP: 049; GEWRK: 1303-LJP; WERGW: 1303; RBNR: 9102; SWERK: 1303; STORT: F303-LJP; BEBER: F05; ABCKZ: T; BUKRS: 2222; KOSTL: 2222I55221; PROID: D43/XX/B6-1303/RT1/LJP; TPLNR: 1303 -SWG /SWITCHGEAR ROOM |  |  | SWG-ATS01
1206 | NEW | REGION 5 | TBBM MALANG | C | NEW | NEW | NEW | 1303-FNG-BEA01/00 | NEW | FNG-BEA01 |  | F |  | 01 |  | SOUNDER BEACON 01 POS SECURITY/GATE | SF_GAS_DETECTOR | IWERK: 1303; INGRP: 049; GEWRK: 1303-LJP; WERGW: 1303; RBNR: 7499; SWERK: 1303; STORT: F303-LK3; BEBER: F02; ABCKZ: V; BUKRS: 2222; KOSTL: 2222I55221; PROID: D43/XX/B6-1303/RT1/LK3; TPLNR: 1303 -FNG /FIRE AND GAS SECURITY |  |  | FNG-BEA01
1207 | NEW | REGION 5 | TBBM MALANG | C | NEW | NEW | NEW | 1303-FNG-BEA02/00 | NEW | FNG-BEA02 |  | F |  | 01 |  | SOUNDER BEACON 02 PUMP STATION | SF_GAS_DETECTOR | IWERK: 1303; INGRP: 049; GEWRK: 1303-LJP; WERGW: 1303; RBNR: 7499; SWERK: 1303; STORT: F303-LK3; BEBER: F02; ABCKZ: V; BUKRS: 2222; KOSTL: 2222I55221; PROID: D43/XX/B6-1303/RT1/LK3; TPLNR: 1303 -FNG /FIRE GAS PUMP STATION |  |  | FNG-BEA02
1208 | NEW | REGION 5 | TBBM MALANG | C | NEW | NEW | NEW | 1303-FNG-SIR01/00 | NEW | FNG-SIR01 |  | F |  | 01 |  | SIRINE AREA REAR TANK T-05 | SF_GAS_DETECTOR | IWERK: 1303; INGRP: 049; GEWRK: 1303-LJP; WERGW: 1303; RBNR: 7499; SWERK: 1303; STORT: F303-LK3; BEBER: F02; ABCKZ: V; BUKRS: 2222; KOSTL: 2222I55221; PROID: D43/XX/B6-1303/RT1/LK3; TPLNR: 1303 -FNG /FIRE AND GAS TFA |  |  | FNG-SIR01
1209 | NEW | REGION 5 | TBBM MALANG | C | NEW | NEW | NEW | 1303-FNG-SIR02/00 | NEW | FNG-SIR02 |  | F |  | 01 |  | SIRINE AREA SCRAB | SF_GAS_DETECTOR | IWERK: 1303; INGRP: 049; GEWRK: 1303-LJP; WERGW: 1303; RBNR: 7499; SWERK: 1303; STORT: F303-LK3; BEBER: F02; ABCKZ: V; BUKRS: 2222; KOSTL: 2222I55221; PROID: D43/XX/B6-1303/RT1/LK3; TPLNR: 1303 -FNG /FIRE AND GAS TFA |  |  | FNG-SIR02
1210 | NEW | REGION 5 | TBBM MALANG | C | NEW | NEW | NEW | 1303-HYS-GV01/00 | NEW | HYS-GV01 |  | N |  | 01 |  | GATE VALVE FFM FIRE WATER,TF NO.1 | SF_FIRE_MONITOR | GROES: 3IN-150PSI; IWERK: 1303; INGRP: 049; GEWRK: 1303-LJP; WERGW: 1303; RBNR: 7304; SWERK: 1303; STORT: F303-LK3; BEBER: F02; ABCKZ: Y; BUKRS: 2222; KOSTL: 2222I55221; PROID: D43/XX/B6-1303/RT1/LK3; TPLNR: 1303 -HYS /FIX FIRE MONITOR |  |  | HYS-GV01 |  |  | KITZ | GATE,A216-WCB |  |  | -
1211 | NEW | REGION 5 | TBBM MALANG | C | NEW | NEW | NEW | 1303-HYS-GV02/00 | NEW | HYS-GV02 |  | N |  | 01 |  | GATE VALVE FFM FIRE WATER,TF NO.2 | SF_FIRE_MONITOR | GROES: 3IN-150PSI; IWERK: 1303; INGRP: 049; GEWRK: 1303-LJP; WERGW: 1303; RBNR: 7304; SWERK: 1303; STORT: F303-LK3; BEBER: F02; ABCKZ: Y; BUKRS: 2222; KOSTL: 2222I55221; PROID: D43/XX/B6-1303/RT1/LK3; TPLNR: 1303 -HYS /FIX FIRE MONITOR |  |  | HYS-GV02 |  |  | KITZ | GATE,A216-WCB |  |  | -
1212 | NEW | REGION 5 | TBBM MALANG | C | NEW | NEW | NEW | 1303-HYS-GV03/00 | NEW | HYS-GV03 |  | N |  | 01 |  | GATE VALVE FFM FIRE WATER,TF NO.3 | SF_FIRE_MONITOR | GROES: 3IN-150PSI; IWERK: 1303; INGRP: 049; GEWRK: 1303-LJP; WERGW: 1303; RBNR: 7304; SWERK: 1303; STORT: F303-LK3; BEBER: F02; ABCKZ: Y; BUKRS: 2222; KOSTL: 2222I55221; PROID: D43/XX/B6-1303/RT1/LK3; TPLNR: 1303 -HYS /FIX FIRE MONITOR |  |  | HYS-GV03 |  |  | KITZ | GATE,A216-WCB |  |  | -
1213 | NEW | REGION 5 | TBBM MALANG | C | NEW | NEW | NEW | 1303-HYS-GV04/00 | NEW | HYS-GV04 |  | N |  | 01 |  | GATE VALVE FFM FIRE WATER,TF NO.4 | SF_FIRE_MONITOR | GROES: 3IN-150PSI; IWERK: 1303; INGRP: 049; GEWRK: 1303-LJP; WERGW: 1303; RBNR: 7304; SWERK: 1303; STORT: F303-LK3; BEBER: F02; ABCKZ: Y; BUKRS: 2222; KOSTL: 2222I55221; PROID: D43/XX/B6-1303/RT1/LK3; TPLNR: 1303 -HYS /FIX FIRE MONITOR |  |  | HYS-GV04 |  |  | KITZ | GATE,A216-WCB |  |  | -
1214 | NEW | REGION 5 | TBBM MALANG | C | NEW | NEW | NEW | 1303-HYS-GV05/00 | NEW | HYS-GV05 |  | N |  | 01 |  | GATE VALVE FFM FIRE WATER,TF NO.5 | SF_FIRE_MONITOR | GROES: 3IN-150PSI; IWERK: 1303; INGRP: 049; GEWRK: 1303-LJP; WERGW: 1303; RBNR: 7304; SWERK: 1303; STORT: F303-LK3; BEBER: F02; ABCKZ: Y; BUKRS: 2222; KOSTL: 2222I55221; PROID: D43/XX/B6-1303/RT1/LK3; TPLNR: 1303 -HYS /FIX FIRE MONITOR |  |  | HYS-GV05 |  |  | KITZ | GATE,A216-WCB |  |  | -
1215 | NEW | REGION 5 | TBBM MALANG | C | NEW | NEW | NEW | 1303-FOS-FOH04/00 | NEW | FOS-FOH04 | SECE | F |  | 01 | SECE | FOAM HOSE BOX NO.04 | SF_OTHERS | GROES: 50M3; IWERK: 1303; INGRP: 049; GEWRK: 1303-LJP; WERGW: 1303; RBNR: 5399; SWERK: 1303; STORT: F303-LK3; BEBER: F02; ABCKZ: V; BUKRS: 2222; KOSTL: 2222I55221; PROID: D43/XX/B6-1303/RT1/LK3; TPLNR: 1303 -FOS /FOAM RING SYSTEM |  |  | FOS-FOH04 |  |  |  | KONVENSIONAL |  |  | -
1216 | NEW | REGION 5 | TBBM MALANG | C | NEW | NEW | NEW | 1303-HYS-APAR37/00 | NEW | HYS-APAR37 |  | F |  | 01 |  | BOX APAR RUMAH DINAS NO.01 | SF_OTHERS | GROES: 9KG; IWERK: 1303; INGRP: 049; GEWRK: 1303-LJP; WERGW: 1303; RBNR: 5399; SWERK: 1303; STORT: F303-LK3; BEBER: F02; ABCKZ: Y; BUKRS: 2222; KOSTL: 2222I55221; PROID: D43/XX/B6-1303/RT1/LK3; TPLNR: 1303 -HYS /HYDRANT SYST BOX APAR |  |  | HYS-APAR37 |  |  |  | DCP |  |  | -
1217 | NEW | REGION 5 | TBBM MALANG | C | NEW | NEW | NEW | 1303-PFW-BV01/00 | NEW | PFW-BV01 |  | N |  | 01 |  | BALL VALVE WATER POND 01 | SF_VALVE | GROES: 2IN-150PSI; IWERK: 1303; INGRP: 049; GEWRK: 1303-LJP; WERGW: 1303; RBNR: 7304; SWERK: 1303; STORT: F303-PPP; BEBER: F01; ABCKZ: T; BUKRS: 2222; KOSTL: 2222I55221; PROID: D43/XX/B6-1303/RT1/PPP; TPLNR: 1303 -PFW /PIPE SYST FIRE WATER |  |  | PFW-BV01 |  |  | KITZ | BALL,ASTM A216 WCB |  |  | US
1218 | NEW | REGION 5 | TBBM MALANG | C | NEW | NEW | NEW | 1303-PFW-BV02/00 | NEW | PFW-BV02 |  | N |  | 01 |  | BALL VALVE WATER POND 02 | SF_VALVE | GROES: 2IN-150PSI; IWERK: 1303; INGRP: 049; GEWRK: 1303-LJP; WERGW: 1303; RBNR: 7304; SWERK: 1303; STORT: F303-PPP; BEBER: F01; ABCKZ: T; BUKRS: 2222; KOSTL: 2222I55221; PROID: D43/XX/B6-1303/RT1/PPP; TPLNR: 1303 -PFW /PIPE SYST FIRE WATER |  |  | PFW-BV02 |  |  | KITZ | BALL,ASTM A216 WCB |  |  | US
1219 | NEW | REGION 5 | TBBM MALANG | C | NEW | NEW | NEW | 1303-PFW-PG01/00 | NEW | PFW-PG01 |  | I |  | 01 |  | PRESSURE GAUGE FIRE WATER | SF_INS_INDICATOR | GROES: 0-25KG/CM2; IWERK: 1303; INGRP: 049; GEWRK: 1303-LJP; WERGW: 1303; RBNR: 6899; SWERK: 1303; STORT: F303-PPP; BEBER: F01; ABCKZ: Y; BUKRS: 2222; KOSTL: 2222I55221; PROID: D43/XX/B6-1303/RT1/PPP; TPLNR: 1303 -PFW /PIPE SYST FIRE WATER |  |  | PFW-PG01 |  |  | WIKA
1220 | NEW | REGION 5 | TBBM MALANG | C | NEW | NEW | NEW | 1303-PFW-FM01/00 | NEW | PFW-FM01 |  | I |  | 01 |  | FLOW METER WATER POND 01 | SF_METER_ARUS | GROES: 0-2500USGPM; IWERK: 1303; INGRP: 049; GEWRK: 1303-LJP; WERGW: 1303; RBNR: 7701; SWERK: 1303; STORT: F303-PPP; BEBER: F01; ABCKZ: Y; BUKRS: 2222; KOSTL: 2222I55221; PROID: D43/XX/B6-1303/RT1/PPP; TPLNR: 1303 -PFW /PIPE SYST FIRE WATER |  |  | PFW-FM01 |  |  | GVI
1221 | NEW | REGION 5 | TBBM MALANG | C | NEW | NEW | NEW | 1303-PFW-PF07/00 | NEW | PFW-PF07 | SECE | V |  | 01 | SECE | PIPING EXISTING FIRE WATER RING | SF_PIPA_PEMADAM | GROES: 6IN,SCH40; IWERK: 1303; INGRP: 049; GEWRK: 1303-LJP; WERGW: 1303; RBNR: 4001; SWERK: 1303; STORT: F303-LK3; BEBER: F02; ABCKZ: V; BUKRS: 2222; KOSTL: 2222I55221; PROID: D43/XX/B6-1303/RT1/LK3; TPLNR: 1303 -PFW /PIPE SYST FIRE WATER |  |  | PFW-PF07 |  |  |  | API 5L,GR B
1222 | NEW | REGION 5 | TBBM MALANG | C | NEW | NEW | NEW | 1303-PFW-PF08/00 | NEW | PFW-PF08 | SECE | V |  | 01 | SECE | PIPING NEW FIRE WATER RING | SF_PIPA_PEMADAM | GROES: 8IN,SCH40; IWERK: 1303; INGRP: 049; GEWRK: 1303-LJP; WERGW: 1303; RBNR: 4001; SWERK: 1303; STORT: F303-LK3; BEBER: F02; ABCKZ: V; BUKRS: 2222; KOSTL: 2222I55221; PROID: D43/XX/B6-1303/RT1/LK3; TPLNR: 1303 -PFW /PIPE SYST FIRE WATER |  |  | PFW-PF08 |  |  |  | API 5L,GR B
1223 | NEW | REGION 5 | TBBM MALANG | C | NEW | NEW | NEW | 1303-PFW-GV24/00 | NEW | PFW-GV24 |  | N |  | 01 |  | GATE VALVE FIRE WATER BLIND END HYDRANT | SF_VALVE | GROES: 4IN-150PSI; IWERK: 1303; INGRP: 049; GEWRK: 1303-LJP; WERGW: 1303; RBNR: 7304; SWERK: 1303; STORT: F303-PPP; BEBER: F01; ABCKZ: T; BUKRS: 2222; KOSTL: 2222I55221; PROID: D43/XX/B6-1303/RT1/PPP; TPLNR: 1303 -PFW /PIPE SYST FIRE WATER |  |  | PFW-GV24 |  |  | KITZ | GATE,ASTM A216 WCB
1224 | NEW | REGION 5 | TBBM MALANG | C | NEW | NEW | NEW | 1303-PFW-GV25/00 | NEW | PFW-GV25 |  | N |  | 01 |  | GATE VALVE FIRE WATER BLIND FLANGE | SF_VALVE | GROES: 4IN-150PSI; IWERK: 1303; INGRP: 049; GEWRK: 1303-LJP; WERGW: 1303; RBNR: 7304; SWERK: 1303; STORT: F303-PPP; BEBER: F01; ABCKZ: T; BUKRS: 2222; KOSTL: 2222I55221; PROID: D43/XX/B6-1303/RT1/PPP; TPLNR: 1303 -PFW /PIPE SYST FIRE WATER |  |  | PFW-GV25 |  |  | KITZ | GATE,ASTM A216 WCB
1225 | NEW | REGION 5 | TBBM MALANG | C | NEW | NEW | NEW | 1303-PFW-GV26/00 | NEW | PFW-GV26 |  | N |  | 01 |  | GATE VALVE FIRE WATER TO RING SYSTEM | SF_VALVE | GROES: 8IN-150PSI; IWERK: 1303; INGRP: 049; GEWRK: 1303-LJP; WERGW: 1303; RBNR: 7304; SWERK: 1303; STORT: F303-PPP; BEBER: F01; ABCKZ: T; BUKRS: 2222; KOSTL: 2222I55221; PROID: D43/XX/B6-1303/RT1/PPP; TPLNR: 1303 -PFW /PIPE SYST FIRE WATER |  |  | PFW-GV26 |  |  | GLT | GATE,ASTM A216 WCB
1226 | NEW | REGION 5 | TBBM MALANG | C | NEW | NEW | NEW | 1303-PFW-GV27/00 | NEW | PFW-GV27 |  | N |  | 01 |  | GATE VALVE FIRE WATER RING SYSTEM | SF_VALVE | GROES: 8IN-150PSI; IWERK: 1303; INGRP: 049; GEWRK: 1303-LJP; WERGW: 1303; RBNR: 7304; SWERK: 1303; STORT: F303-PPP; BEBER: F01; ABCKZ: T; BUKRS: 2222; KOSTL: 2222I55221; PROID: D43/XX/B6-1303/RT1/PPP; TPLNR: 1303 -PFW /PIPE SYST FIRE WATER |  |  | PFW-GV27 |  |  | GLT | GATE,ASTM A216 WCB
1227 | NEW | REGION 5 | TBBM MALANG | C | NEW | NEW | NEW | 1303-PFW-GV28/00 | NEW | PFW-GV28 |  | N |  | 01 |  | GATE VALVE FIRE WATER END LINE HYDRANT | SF_VALVE | GROES: 4IN-150PSI; IWERK: 1303; INGRP: 049; GEWRK: 1303-LJP; WERGW: 1303; RBNR: 7304; SWERK: 1303; STORT: F303-PPP; BEBER: F01; ABCKZ: T; BUKRS: 2222; KOSTL: 2222I55221; PROID: D43/XX/B6-1303/RT1/PPP; TPLNR: 1303 -PFW /PIPE SYST FIRE WATER |  |  | PFW-GV28 |  |  | KITZ | GATE,ASTM A216 WCB
1228 | NEW | REGION 5 | TBBM MALANG | C | NEW | NEW | NEW | 1303-FP02-GV03/00 | NEW | FP02-GV03 |  | N |  | 01 |  | GATE VALVE OUTLT FIRE PUMP TO RING SYSTM | SF_VALVE | GROES: 8IN-150PSI; IWERK: 1303; INGRP: 049; GEWRK: 1303-LJP; WERGW: 1303; RBNR: 7304; SWERK: 1303; STORT: F303-PPP; BEBER: F01; ABCKZ: T; BUKRS: 2222; KOSTL: 2222I55221; PROID: D43/XX/B6-1303/RT1/PPP; TPLNR: 1303 -PFW /FIRE PUMP NO 02 |  |  | FP02-GV03 |  |  | CRANE | GATE,ASTM A216 WCB
1229 | NEW | REGION 5 | TBBM MALANG | C | NEW | NEW | NEW | 1303-FP01-GV03/00 | NEW | FP01-GV03 |  | N |  | 01 |  | GATE VALVE OUTLT PRV TO WATER POND 02 | SF_VALVE | GROES: 6IN-150PSI; IWERK: 1303; INGRP: 049; GEWRK: 1303-LJP; WERGW: 1303; RBNR: 7304; SWERK: 1303; STORT: F303-PPP; BEBER: F01; ABCKZ: T; BUKRS: 2222; KOSTL: 2222I55221; PROID: D43/XX/B6-1303/RT1/PPP; TPLNR: 1303 -PFW /FIRE PUMP NO 01 |  |  | FP01-GV03 |  |  | KITZ | GATE,ASTM A216 WCB
1230 | NEW | REGION 5 | TBBM MALANG | C | NEW | NEW | NEW | 1303-FP02-SG01/00 | NEW | FP02-SG01 |  | I |  | 01 |  | SIGHT GLASS OUTLT PRV TO WATER POND 02 | - | GROES: 6X8IN; IWERK: 1303; INGRP: 049; GEWRK: 1303-LJP; WERGW: 1303; RBNR: 6807; SWERK: 1303; STORT: F303-PPP; BEBER: F01; ABCKZ: T; BUKRS: 2222; KOSTL: 2222I55221; PROID: D43/XX/B6-1303/RT1/PPP; TPLNR: 1303 -PFW /FIRE PUMP NO 02 |  |  | FP02-SG01 |  |  | FINSA | V1091
1231 | NEW | REGION 5 | TBBM MALANG | C | NEW | NEW | NEW | 1303-PFW-CV01/00 | NEW | PFW-CV01 |  | N |  | 01 |  | CHECK VALVE FIRE WATER BLIND FLANGE | SF_VALVE | GROES: 4IN-150PSI; IWERK: 1303; INGRP: 049; GEWRK: 1303-LJP; WERGW: 1303; RBNR: 7304; SWERK: 1303; STORT: F303-PPP; BEBER: F01; ABCKZ: T; BUKRS: 2222; KOSTL: 2222I55221; PROID: D43/XX/B6-1303/RT1/PPP; TPLNR: 1303 -PFW /PIPE SYST FIRE WATER |  |  | PFW-CV01 |  |  | KITZ | SWING,ASTM A216 WCB
1232 | NEW | REGION 5 | TBBM MALANG | C | NEW | NEW | NEW | 1303-HYS-FH14/00 | NEW | HYS-FH14 | SECE | F |  | 01 | SECE | FIRE HYDRANT PILAR NO.14 | SF_FIRE_HYDRANT | GROES: 500GPM; IWERK: 1303; INGRP: 049; GEWRK: 1303-LJP; WERGW: 1303; RBNR: 5399; SWERK: 1303; STORT: F303-LK3; BEBER: F02; ABCKZ: V; BUKRS: 2222; KOSTL: 2222I55221; PROID: D43/XX/B6-1303/RT1/LK3; TPLNR: 1303 -HYS /FIRE HYDRANT RING |  |  | HYS-FH14 |  |  | GANEBO | PILAR |  |  | SE
1233 | NEW | REGION 5 | TBBM MALANG | C | NEW | NEW | NEW | 1303-HYS-FH15/00 | NEW | HYS-FH15 | SECE | F |  | 01 | SECE | FIRE HYDRANT PILAR NO.15 | SF_FIRE_HYDRANT | GROES: 500GPM; IWERK: 1303; INGRP: 049; GEWRK: 1303-LJP; WERGW: 1303; RBNR: 5399; SWERK: 1303; STORT: F303-LK3; BEBER: F02; ABCKZ: V; BUKRS: 2222; KOSTL: 2222I55221; PROID: D43/XX/B6-1303/RT1/LK3; TPLNR: 1303 -HYS /FIRE HYDRANT RING |  |  | HYS-FH15 |  |  | GANEBO | PILAR |  |  | SE
1234 | NEW | REGION 5 | TBBM MALANG | C | NEW | NEW | NEW | 1303-HYS-FH16/00 | NEW | HYS-FH16 | SECE | F |  | 01 | SECE | FIRE HYDRANT PILAR NO.16 | SF_FIRE_HYDRANT | GROES: 500GPM; IWERK: 1303; INGRP: 049; GEWRK: 1303-LJP; WERGW: 1303; RBNR: 5399; SWERK: 1303; STORT: F303-LK3; BEBER: F02; ABCKZ: V; BUKRS: 2222; KOSTL: 2222I55221; PROID: D43/XX/B6-1303/RT1/LK3; TPLNR: 1303 -HYS /FIRE HYDRANT RING |  |  | HYS-FH16 |  |  | GANEBO | PILAR |  |  | SE
1235 | NEW | REGION 5 | TBBM MALANG | C | NEW | NEW | NEW | 1303-HYS-FH17/00 | NEW | HYS-FH17 | SECE | F |  | 01 | SECE | FIRE HYDRANT PILAR NO.17 | SF_FIRE_HYDRANT | GROES: 500GPM; IWERK: 1303; INGRP: 049; GEWRK: 1303-LJP; WERGW: 1303; RBNR: 5399; SWERK: 1303; STORT: F303-LK3; BEBER: F02; ABCKZ: V; BUKRS: 2222; KOSTL: 2222I55221; PROID: D43/XX/B6-1303/RT1/LK3; TPLNR: 1303 -HYS /FIRE HYDRANT RING |  |  | HYS-FH17 |  |  | GANEBO | PILAR |  |  | SE
Note on F6: [Threaded comment] Your version of Excel allows you to read this threaded comment; however, any edits to it will get removed if the file is opened in a newer version of Excel. Learn more: https://go.microsoft.com/fwlink/?linkid=870924 Comment: Contoh Urutan Kode dan Level Equipment

## SECE
FINAL TAG NO BY PTC
[5 empty] | SHTXT | GROES | ABCKZ |  |  | SERGE
[5 empty] | 40 | 18 | 1 | 30 | 20 | 30
NO | REGION | LOKASI | EQ MASTER TAG NO NEW REV.3 BY PTC | User Status2 | Description* | Size/ Dimension | Criticality* | Manufacturer | Model/ Type | Manufacturer Serial No.
2 | REGION 5 | TBBM MALANG | 1303-T01-PRV01/00 | SECE | PRESS RELIEF VALVE INLET TANK T-01 | 1.5X1.5IN-150RF | V | SAFETY 317 VALVE | KONVENSIONAL
3 | REGION 5 | TBBM MALANG | 1303-T01-PRV02/00 | SECE | PRESS RELIEF VALVE OUTLET TANK T-01 | 1.5X1.5IN-150RF | V | SAFETY 317 VALVE | KONVENSIONAL
4 | REGION 5 | TBBM MALANG | 1303-T01-PVV01/00 | SECE | PRESSURE VACUUM VALVE TANK T-01 | 4IN-150PSI | V | SAND & JURS | 94020
12 | REGION 5 | TBBM MALANG | 1303-T01-WS01/00 | SECE | WATER SPRAYER TANK T-01 | 18BARG | V | TYCO | D3-WATER SPRAY-RING
13 | REGION 5 | TBBM MALANG | 1303-T01-GND01/00 | SECE | GROUNDING TANK T-01 NO.01 | <5OHM | V |  | ROD
14 | REGION 5 | TBBM MALANG | 1303-T01-GND02/00 | SECE | GROUNDING TANK T-01 NO.02 | <5OHM | V |  | ROD
15 | REGION 5 | TBBM MALANG | 1303-T01-GND03/00 | SECE | GROUNDING TANK T-01 NO.03 | <5OHM | V |  | ROD
16 | REGION 5 | TBBM MALANG | 1303-T01-GND04/00 | SECE | GROUNDING TANK T-01 NO.04 | <5OHM | V |  | ROD
22 | REGION 5 | TBBM MALANG | 1303-T02-PRV01/00 | SECE | PRESS RELIEF VALVE INLET TANK T-02 | 1.5X1.5IN-150RF | V | SAFETY 317 VALVE | KONVENSIONAL
23 | REGION 5 | TBBM MALANG | 1303-T02-PRV02/00 | SECE | PRESS RELIEF VALVE OUTLET TANK T-02 | 1.5X1.5IN-150RF | V | SAFETY 317 VALVE | KONVENSIONAL
24 | REGION 5 | TBBM MALANG | 1303-T02-PVV01/00 | SECE | PRESSURE VACUUM VALVE TANK T-02 | 4IN-150PSI | V | SAND & JURS | KONVENSIONAL
25 | REGION 5 | TBBM MALANG | 1303-T02-FA01/00 | SECE | FLAME ARRESTER TANK T-02 | 4IN | V | PRECON | KONVENSIONAL
33 | REGION 5 | TBBM MALANG | 1303-T02-WS01/00 | SECE | WATER SPRAYER TANK T-02 | 18BARG | V | TYCO | D3-WATER SPRAY-RING
35 | REGION 5 | TBBM MALANG | 1303-T02-GND01/00 | SECE | GROUNDING TANK T-02 NO.01 | <5OHM | V |  | ROD
36 | REGION 5 | TBBM MALANG | 1303-T02-GND02/00 | SECE | GROUNDING TANK T-02 NO.02 | <5OHM | V |  | ROD
37 | REGION 5 | TBBM MALANG | 1303-T02-GND03/00 | SECE | GROUNDING TANK T-02 NO.03 | <5OHM | V |  | ROD
38 | REGION 5 | TBBM MALANG | 1303-T02-GND04/00 | SECE | GROUNDING TANK T-02 NO.04 | <5OHM | V |  | ROD
40 | REGION 5 | TBBM MALANG | 1303-T02-FC01/00 | SECE | FOAM CHAMBER TANK T-02 | 4IN | V | NATIONAL FOAM | KONVENSIONAL
45 | REGION 5 | TBBM MALANG | 1303-T03-PRV01/00 | SECE | PRESS RELIEF VALVE INLET TANK T-03 | 1.5X1.5IN-150RF | V | SAFETY 317 VALVE | KONVENSIONAL
46 | REGION 5 | TBBM MALANG | 1303-T03-PRV02/00 | SECE | PRESS RELIEF VALVE OUTLET TANK T-03 | 1.5X1.5IN-150RF | V | SAFETY 317 VALVE | KONVENSIONAL
47 | REGION 5 | TBBM MALANG | 1303-T03-PVV01/00 | SECE | PRESSURE VACUUM VALVE TANK T-03 | 6IN-150PSI | V | SAND & JURS | KONVENSIONAL
48 | REGION 5 | TBBM MALANG | 1303-T03-FA01/00 | SECE | FLAME ARRESTER TANK T-03 | 4IN | V | PRECON | KONVENSIONAL
56 | REGION 5 | TBBM MALANG | 1303-T03-WS01/00 | SECE | WATER SPRAYER TANK T-03 | 18BARG | V | TYCO | D3-WATER SPRAY-RING
58 | REGION 5 | TBBM MALANG | 1303-T03-GND01/00 | SECE | GROUNDING TANK T-03 NO.01 | <5OHM | V |  | ROD
59 | REGION 5 | TBBM MALANG | 1303-T03-GND02/00 | SECE | GROUNDING TANK T-03 NO.02 | <5OHM | V |  | ROD
60 | REGION 5 | TBBM MALANG | 1303-T03-GND03/00 | SECE | GROUNDING TANK T-03 NO.03 | <5OHM | V |  | ROD
61 | REGION 5 | TBBM MALANG | 1303-T03-GND04/00 | SECE | GROUNDING TANK T-03 NO.04 | <5OHM | V |  | ROD
63 | REGION 5 | TBBM MALANG | 1303-T03-FC01/00 | SECE | FOAM CHAMBER TANK T-03 | 4IN | V | NATIONAL FOAM | KONVENSIONAL
68 | REGION 5 | TBBM MALANG | 1303-T04-PRV01/00 | SECE | PRESS RELIEF VALVE INLET TANK T-04 | 1.5X1.5IN-150RF | V | SAFETY 317 VALVE | KONVENSIONAL
69 | REGION 5 | TBBM MALANG | 1303-T04-PRV02/00 | SECE | PRESS RELIEF VALVE OUTLET TANK T-04 | 1.5X1.5IN-150RF | V | SAFETY 317 VALVE | KONVENSIONAL
70 | REGION 5 | TBBM MALANG | 1303-T04-PVV01/00 | SECE | PRESSURE VACUUM VALVE TANK T-04 | 8IN-150PSI | V | SAND & JURS | 94020
71 | REGION 5 | TBBM MALANG | 1303-T04-FA01/00 | SECE | FLAME ARRESTER TANK T-04 | 6IN | V | PRECON | KONVENSIONAL
79 | REGION 5 | TBBM MALANG | 1303-T04-WS01/00 | SECE | WATER SPRAYER TANK T-04 | 18BARG | V | TYCO | D3-WATER SPRAY-RING
81 | REGION 5 | TBBM MALANG | 1303-T04-GND01/00 | SECE | GROUNDING TANK T-04 NO.01 | <5OHM | V |  | ROD
82 | REGION 5 | TBBM MALANG | 1303-T04-GND02/00 | SECE | GROUNDING TANK T-04 NO.02 | <5OHM | V |  | ROD
83 | REGION 5 | TBBM MALANG | 1303-T04-GND03/00 | SECE | GROUNDING TANK T-04 NO.03 | <5OHM | V |  | ROD
84 | REGION 5 | TBBM MALANG | 1303-T04-GND04/00 | SECE | GROUNDING TANK T-04 NO.04 | <5OHM | V |  | ROD
86 | REGION 5 | TBBM MALANG | 1303-T04-FC01/00 | SECE | FOAM CHAMBER TANK T-04 | 4IN | V | NATIONAL FOAM | KONVENSIONAL
91 | REGION 5 | TBBM MALANG | 1303-T05-PRV01/00 | SECE | PRESS RELIEF VALVE INLET TANK T-05 | 1.5X1.5IN-150RF | V | SAFETY 317 VALVE | KONVENSIONAL
92 | REGION 5 | TBBM MALANG | 1303-T05-PRV02/00 | SECE | PRESS RELIEF VALVE OUTLET TANK T-05 | 1.5X1.5IN-150RF | V | SAFETY 317 VALVE | KONVENSIONAL
93 | REGION 5 | TBBM MALANG | 1303-T05-PVV01/00 | SECE | PRESSURE VACUUM VALVE TANK T-05 NO.1 | 6IN-150PSI | V | SAND & JURS | 94020
94 | REGION 5 | TBBM MALANG | 1303-T05-PVV02/00 | SECE | PRESSURE VACUUM VALVE TANK T-05 NO.2 | 4IN-150PSI | V | SAND & JURS | 94020
95 | REGION 5 | TBBM MALANG | 1303-T05-FA01/00 | SECE | FLAME ARRESTER TANK T-05 | 4IN | V | PRECON | KONVENSIONAL
103 | REGION 5 | TBBM MALANG | 1303-T05-WS01/00 | SECE | WATER SPRAYER TANK T-05 | 18BARG | V | TYCO | D3-WATER SPRAY-RING
105 | REGION 5 | TBBM MALANG | 1303-T05-GND01/00 | SECE | GROUNDING TANK T-05 NO.01 | <5OHM | V |  | ROD
106 | REGION 5 | TBBM MALANG | 1303-T05-GND02/00 | SECE | GROUNDING TANK T-05 NO.02 | <5OHM | V |  | ROD
107 | REGION 5 | TBBM MALANG | 1303-T05-GND03/00 | SECE | GROUNDING TANK T-05 NO.03 | <5OHM | V |  | ROD
108 | REGION 5 | TBBM MALANG | 1303-T05-GND04/00 | SECE | GROUNDING TANK T-05 NO.04 | <5OHM | V |  | ROD
110 | REGION 5 | TBBM MALANG | 1303-T05-FC01/00 | SECE | FOAM CHAMBER TANK T-05 | 4IN | V | NATIONAL FOAM | KONVENSIONAL
115 | REGION 5 | TBBM MALANG | 1303-T06-PRV01/00 | SECE | PRESS RELIEF VALVE INLET TANK T-06 | 1.5X1.5IN-150RF | V | SAFETY 317 VALVE | KONVENSIONAL
116 | REGION 5 | TBBM MALANG | 1303-T06-PRV02/00 | SECE | PRESS RELIEF VALVE OUTLET TANK T-06 | 1.5X1.5IN-150RF | V | SAFETY 317 VALVE | KONVENSIONAL
117 | REGION 5 | TBBM MALANG | 1303-T06-PVV01/00 | SECE | PRESSURE VACUUM VALVE TANK T-06 NO.1 | 6IN-150PSI | V | SAND & JURS | 94020
118 | REGION 5 | TBBM MALANG | 1303-T06-FA01/00 | SECE | FLAME ARRESTER TANK T-06 | 6IN | V | PRECON | KONVENSIONAL
126 | REGION 5 | TBBM MALANG | 1303-T06-WS01/00 | SECE | WATER SPRAYER TANK T-06 | 18BARG | V | TYCO | D3-WATER SPRAY-RING
128 | REGION 5 | TBBM MALANG | 1303-T06-GND01/00 | SECE | GROUNDING TANK T-06 NO.01 | <5OHM | V |  | ROD
129 | REGION 5 | TBBM MALANG | 1303-T06-GND02/00 | SECE | GROUNDING TANK T-06 NO.02 | <5OHM | V |  | ROD
130 | REGION 5 | TBBM MALANG | 1303-T06-GND03/00 | SECE | GROUNDING TANK T-06 NO.03 | <5OHM | V |  | ROD
131 | REGION 5 | TBBM MALANG | 1303-T06-GND04/00 | SECE | GROUNDING TANK T-06 NO.04 | <5OHM | V |  | ROD
133 | REGION 5 | TBBM MALANG | 1303-T06-FC01/00 | SECE | FOAM CHAMBER TANK T-06 | 4IN | V | NATIONAL FOAM | KONVENSIONAL
138 | REGION 5 | TBBM MALANG | 1303-T07-PRV01/00 | SECE | PRESS RELIEF VALVE INLET TANK T-07 | 1.5X1.5IN-150RF | V | SAFETY 317 VALVE | KONVENSIONAL
139 | REGION 5 | TBBM MALANG | 1303-T07-PRV02/00 | SECE | PRESS RELIEF VALVE OUTLET TANK T-07 | 1.5X1.5IN-150RF | V | SAFETY 317 VALVE | KONVENSIONAL
140 | REGION 5 | TBBM MALANG | 1303-T07-PVV01/00 | SECE | PRESSURE VACUUM VALVE TANK T-07 NO.1 | 6IN-150PSI | V | SAND & JURS | 94020
141 | REGION 5 | TBBM MALANG | 1303-T07-PVV02/00 | SECE | PRESSURE VACUUM VALVE TANK T-07 NO.2 | 8IN-150PSI | V | SAND & JURS | 94020
142 | REGION 5 | TBBM MALANG | 1303-T07-FA01/00 | SECE | FLAME ARRESTER TANK T-07 | 6IN | V | PRECON | KONVENSIONAL
150 | REGION 5 | TBBM MALANG | 1303-T07-WS01/00 | SECE | WATER SPRAYER TANK T-07 | 18BARG | V | TYCO | D3-WATER SPRAY-RING
152 | REGION 5 | TBBM MALANG | 1303-T07-GND01/00 | SECE | GROUNDING TANK T-07 NO.01 | <5OHM | V |  | ROD
153 | REGION 5 | TBBM MALANG | 1303-T07-GND02/00 | SECE | GROUNDING TANK T-07 NO.02 | <5OHM | V |  | ROD
154 | REGION 5 | TBBM MALANG | 1303-T07-GND03/00 | SECE | GROUNDING TANK T-07 NO.03 | <5OHM | V |  | ROD
155 | REGION 5 | TBBM MALANG | 1303-T07-GND04/00 | SECE | GROUNDING TANK T-07 NO.04 | <5OHM | V |  | ROD
157 | REGION 5 | TBBM MALANG | 1303-T07-FC01/00 | SECE | FOAM CHAMBER TANK T-07 | 4IN | V | NATIONAL FOAM | KONVENSIONAL
162 | REGION 5 | TBBM MALANG | 1303-T08-PRV01/00 | SECE | PRESS RELIEF VALVE INLET TANK T-08 | 1.5X1.5IN-150RF | V | SAFETY 317 VALVE | KONVENSIONAL
163 | REGION 5 | TBBM MALANG | 1303-T08-PRV02/00 | SECE | PRESS RELIEF VALVE OUTLET TANK T-08 | 1.5X1.5IN-150RF | V | SAFETY 317 VALVE | KONVENSIONAL
164 | REGION 5 | TBBM MALANG | 1303-T08-FV01/00 | SECE | FREE VENT TANK T-08 NO.1 | 6IN-150PSI | V |  | KONVENSIONAL
165 | REGION 5 | TBBM MALANG | 1303-T08-FV02/00 | SECE | FREE VENT TANK T-08 NO.2 | 6IN-150PSI | V |  | KONVENSIONAL
173 | REGION 5 | TBBM MALANG | 1303-T08-WS01/00 | SECE | WATER SPRAYER TANK T-08 | 18BARG | V | TYCO | D3-WATER SPRAY-RING
174 | REGION 5 | TBBM MALANG | 1303-T08-GND01/00 | SECE | GROUNDING TANK T-08 NO.01 | <5OHM | V |  | ROD
175 | REGION 5 | TBBM MALANG | 1303-T08-GND02/00 | SECE | GROUNDING TANK T-08 NO.02 | <5OHM | V |  | ROD
176 | REGION 5 | TBBM MALANG | 1303-T08-GND03/00 | SECE | GROUNDING TANK T-08 NO.03 | <5OHM | V |  | ROD
177 | REGION 5 | TBBM MALANG | 1303-T08-GND04/00 | SECE | GROUNDING TANK T-08 NO.04 | <5OHM | V |  | ROD
179 | REGION 5 | TBBM MALANG | 1303-T08-FC01/00 | SECE | FOAM CHAMBER TANK T-08 | 4IN | V | NATIONAL FOAM | KONVENSIONAL
184 | REGION 5 | TBBM MALANG | 1303-T09-PRV01/00 | SECE | PRESS RELIEF VALVE INLET TANK T-09 | 1.5X1.5IN-150RF | V | SAFETY 317 VALVE | KONVENSIONAL
185 | REGION 5 | TBBM MALANG | 1303-T09-PRV02/00 | SECE | PRESS RELIEF VALVE OUTLET TANK T-09 | 1.5X1.5IN-150RF | V | SAFETY 317 VALVE | KONVENSIONAL
186 | REGION 5 | TBBM MALANG | 1303-T09-PVV01/00 | SECE | PRESSURE VACUUM VALVE TANK T-09 NO.1 | 6IN-150PSI | V | SAND & JURS | 94020
187 | REGION 5 | TBBM MALANG | 1303-T09-FA01/00 | SECE | FLAME ARRESTER TANK T-09 | 6IN | V | PRECON | KONVENSIONAL
195 | REGION 5 | TBBM MALANG | 1303-T09-WS01/00 | SECE | WATER SPRAYER TANK T-09 | 18BARG | V | TYCO | D3-WATER SPRAY-RING
197 | REGION 5 | TBBM MALANG | 1303-T09-GND01/00 | SECE | GROUNDING TANK T-09 NO.01 | <5OHM | V |  | ROD
198 | REGION 5 | TBBM MALANG | 1303-T09-GND02/00 | SECE | GROUNDING TANK T-09 NO.02 | <5OHM | V |  | ROD
199 | REGION 5 | TBBM MALANG | 1303-T09-GND03/00 | SECE | GROUNDING TANK T-09 NO.03 | <5OHM | V |  | ROD
200 | REGION 5 | TBBM MALANG | 1303-T09-GND04/00 | SECE | GROUNDING TANK T-09 NO.04 | <5OHM | V |  | ROD
202 | REGION 5 | TBBM MALANG | 1303-T09-FC01/00 | SECE | FOAM CHAMBER TANK T-09 | 4IN | V | NATIONAL FOAM | KONVENSIONAL
207 | REGION 5 | TBBM MALANG | 1303-T10-PRV01/00 | SECE | PRESS RELIEF VALVE INLET TANK T-10 | 2X2IN-150RF | V | SAFETY 317 VALVE | KONVENSIONAL
208 | REGION 5 | TBBM MALANG | 1303-T10-PRV02/00 | SECE | PRESS RELIEF VALVE OUTLET TANK T-10 | 2X2IN-150RF | V | SAFETY 317 VALVE | KONVENSIONAL
209 | REGION 5 | TBBM MALANG | 1303-T10-FV01/00 | SECE | FREE VENT TANK T-10 NO.1 | 6IN-150PSI | V |  | KONVENSIONAL
210 | REGION 5 | TBBM MALANG | 1303-T10-FV02/00 | SECE | FREE VENT TANK T-10 NO.2 | 6IN-150PSI | V |  | KONVENSIONAL
220 | REGION 5 | TBBM MALANG | 1303-T10-WS01/00 | SECE | WATER SPRAYER TANK T-10 | 18BARG | V | TYCO | D3-WATER SPRAY-RING
221 | REGION 5 | TBBM MALANG | 1303-T10-GND01/00 | SECE | GROUNDING TANK T-10 NO.01 | <5OHM | V |  | ROD
222 | REGION 5 | TBBM MALANG | 1303-T10-GND02/00 | SECE | GROUNDING TANK T-10 NO.02 | <5OHM | V |  | ROD
223 | REGION 5 | TBBM MALANG | 1303-T10-GND03/00 | SECE | GROUNDING TANK T-10 NO.03 | <5OHM | V |  | ROD
224 | REGION 5 | TBBM MALANG | 1303-T10-GND04/00 | SECE | GROUNDING TANK T-10 NO.04 | <5OHM | V |  | ROD
225 | REGION 5 | TBBM MALANG | 1303-T10-FC01/00 | SECE | FOAM CHAMBER TANK T-10 | 4IN | V | NATIONAL FOAM | KONVENSIONAL
226 | REGION 5 | TBBM MALANG | 1303-T10-LSH01/00 | SECE | LEVEL SWITCH HIGH TANK T-10 | 1000MM | V | ENDRESS HAUSER | FIX LEVEL SENSOR
227 | REGION 5 | TBBM MALANG | 1303-T10-LSHH01/00 | SECE | LEVEL SWITCH HIGH-HIGH TANK T-10 | 1000MM | V | ENDRESS HAUSER | FIX LEVEL SENSOR
270 | REGION 5 | TBBM MALANG | 1303-T01-PF01/00 | SECE | PIPING FIRE WATER TO TANK T-01 | 4IN-SCH40 | V |  | API 5L,GR B
271 | REGION 5 | TBBM MALANG | 1303-T02-PF01/00 | SECE | PIPING FIRE WATER TO TANK T-02 | 4IN-SCH40 | V |  | API 5L,GR B
272 | REGION 5 | TBBM MALANG | 1303-T03-PF01/00 | SECE | PIPING FIRE WATER TO TANK T-03 | 4IN-SCH40 | V |  | API 5L,GR B
273 | REGION 5 | TBBM MALANG | 1303-T04-PF01/00 | SECE | PIPING FIRE WATER TO TANK T-04 | 4IN-SCH40 | V |  | API 5L,GR B
274 | REGION 5 | TBBM MALANG | 1303-T05-PF01/00 | SECE | PIPING FIRE WATER TO TANK T-05 | 4IN-SCH40 | V |  | API 5L,GR B
275 | REGION 5 | TBBM MALANG | 1303-T06-PF01/00 | SECE | PIPING FIRE WATER TO TANK T-06 | 4IN-SCH40 | V |  | API 5L,GR B
276 | REGION 5 | TBBM MALANG | 1303-T07-PF01/00 | SECE | PIPING FIRE WATER TO TANK T-07 | 4IN-SCH40 | V |  | API 5L,GR B
277 | REGION 5 | TBBM MALANG | 1303-T08-PF01/00 | SECE | PIPING FIRE WATER TO TANK T-08 | 4IN-SCH40 | V |  | API 5L,GR B
278 | REGION 5 | TBBM MALANG | 1303-T09-PF01/00 | SECE | PIPING FIRE WATER TO TANK T-09 | 4IN-SCH40 | V |  | API 5L,GR B
279 | REGION 5 | TBBM MALANG | 1303-T10-PF01/00 | SECE | PIPING FIRE WATER TO TANK T-10 | 4IN-SCH40 | V |  | API 5L,GR B
290 | REGION 5 | TBBM MALANG | 1303-RF5-FW01/00 | SECE | FIRE WATER,FIRE WALL | 161METER | V |  | TEMBOK
291 | REGION 5 | TBBM MALANG | 1303-HYS-FFM01/00 | SECE | FIX FIRE MONITOR FIRE WATER,TF NO.1 | 1892L/MIN | V |  | COPPERHEAD
292 | REGION 5 | TBBM MALANG | 1303-HYS-FFM02/00 | SECE | FIX FIRE MONITOR FIRE WATER,TF NO.2 | 1892L/MIN | V |  | COPPERHEAD
293 | REGION 5 | TBBM MALANG | 1303-HYS-FFM03/00 | SECE | FIX FIRE MONITOR FIRE WATER,TF NO.3 | 1892L/MIN | V |  | COPPERHEAD
294 | REGION 5 | TBBM MALANG | 1303-HYS-FFM04/00 | SECE | FIX FIRE MONITOR FIRE WATER,TF NO.4 | 1892L/MIN | V |  | COPPERHEAD
295 | REGION 5 | TBBM MALANG | 1303-HYS-FFM05/00 | SECE | FIX FIRE MONITOR FIRE WATER,TF NO.5 | 1892L/MIN | V |  | COPPERHEAD
296 | REGION 5 | TBBM MALANG | 1303-T02-PF02/00 | SECE | PIPING FOAM SYSTEM TANK T-02 | 4IN-SCH40 | V |  | API 5L,GR B
297 | REGION 5 | TBBM MALANG | 1303-T03-PF02/00 | SECE | PIPING FOAM SYSTEM TANK T-03 | 4IN-SCH40 | V |  | API 5L,GR B
298 | REGION 5 | TBBM MALANG | 1303-T04-PF02/00 | SECE | PIPING FOAM SYSTEM TANK T-04 | 4IN-SCH40 | V |  | API 5L,GR B
299 | REGION 5 | TBBM MALANG | 1303-T05-PF02/00 | SECE | PIPING FOAM SYSTEM TANK T-05 | 4IN-SCH40 | V |  | API 5L,GR B
300 | REGION 5 | TBBM MALANG | 1303-T06-PF02/00 | SECE | PIPING FOAM SYSTEM TANK T-06 | 4IN-SCH40 | V |  | API 5L,GR B
301 | REGION 5 | TBBM MALANG | 1303-T07-PF02/00 | SECE | PIPING FOAM SYSTEM TANK T-07 | 4IN-SCH40 | V |  | API 5L,GR B
302 | REGION 5 | TBBM MALANG | 1303-T08-PF02/00 | SECE | PIPING FOAM SYSTEM TANK T-08 | 4IN-SCH40 | V |  | API 5L,GR B
303 | REGION 5 | TBBM MALANG | 1303-T09-PF02/00 | SECE | PIPING FOAM SYSTEM TANK T-09 | 4IN-SCH40 | V |  | API 5L,GR B
304 | REGION 5 | TBBM MALANG | 1303-T10-PF02/00 | SECE | PIPING FOAM SYSTEM TANK T-10 | 4IN-SCH40 | V |  | API 5L,GR B
314 | REGION 5 | TBBM MALANG | 1303-TFA-BNW01/00 | SECE | BUNDWALL 01 | 0.6HA | V |  | FIX
315 | REGION 5 | TBBM MALANG | 1303-LGP-LPS01/00 | SECE | LIGHT PROT SYSTEM FILLINGSHED NO.01 | <5OHM | V |  | ROD
316 | REGION 5 | TBBM MALANG | 1303-LGP-LPS02/00 | SECE | LIGHT PROT SYSTEM PUMP LOADING NO.02 | <5OHM | V |  | ROD
325 | REGION 5 | TBBM MALANG | 1303-P01-PRV01/00 | SECE | PRESS RELIEF VALVE PUMP P-01 | 1.5X1.5IN-150RF | V | SAFETY 317 VALVE | S3F-A
337 | REGION 5 | TBBM MALANG | 1303-P02-PRV01/00 | SECE | PRESS RELIEF VALVE PUMP P-02 | 1.5INX2IN-150RF | V | LESER | 44124822
349 | REGION 5 | TBBM MALANG | 1303-P03-PRV01/00 | SECE | PRESS RELIEF VALVE PUMP P-03 | 1.5X1.5IN-150RF | V | SAFETY 317 VALVE | S3F-A
362 | REGION 5 | TBBM MALANG | 1303-P04-PRV01/00 | SECE | PRESS RELIEF VALVE PUMP P-04 | 1.5X1.5IN-150RF | V | SAFETY 317 VALVE | S3F-A
374 | REGION 5 | TBBM MALANG | 1303-P05-PRV01/00 | SECE | PRESS RELIEF VALVE PUMP P-05 | 1.5X1.5IN-150RF | V | SAFETY 317 VALVE | S3F-A
386 | REGION 5 | TBBM MALANG | 1303-P06-PRV01/00 | SECE | PRESS RELIEF VALVE PUMP P-06 | 1.5X1.5IN-150RF | V | SAFETY 317 VALVE | S3F-A
398 | REGION 5 | TBBM MALANG | 1303-P07-PRV01/00 | SECE | PRESS RELIEF VALVE PUMP P-07 | 1.5X1.5IN-150RF | V | SAFETY 317 VALVE | S3F-A
410 | REGION 5 | TBBM MALANG | 1303-P08-PRV01/00 | SECE | PRESS RELIEF VALVE PUMP P-08 | 2INX3IN-150RF | V | LESER | 52621622
422 | REGION 5 | TBBM MALANG | 1303-P09-PRV01/00 | SECE | PRESS RELIEF VALVE PUMP P-09 | 1.5X1.5IN-150RF | V | SAFETY 317 VALVE | S3F-A
434 | REGION 5 | TBBM MALANG | 1303-P10-PRV01/00 | SECE | PRESS RELIEF VALVE PUMP P-10 | 2INX3IN-150RF | V | SAFETY 317 VALVE | S3F-A
446 | REGION 5 | TBBM MALANG | 1303-P11-PRV01/00 | SECE | PRESS RELIEF VALVE PUMP P-11 | 2INX3IN-150RF | V | SAFETY 317 VALVE | S3F-A
458 | REGION 5 | TBBM MALANG | 1303-P12-PRV01/00 | SECE | PRESS RELIEF VALVE PUMP P-12 | 2INX3IN-150RF | V | SAFETY 317 VALVE | S3F-A
470 | REGION 5 | TBBM MALANG | 1303-P13-PRV01/00 | SECE | PRESS RELIEF VALVE PUMP P-13 | 2INX3IN-150RF | V | SAFETY 317 VALVE | S3F-A
579 | REGION 5 | TBBM MALANG | 1303-PSU-PF01/00 | SECE | FOAM SYSTEM,PIPE,PUMP STATION 01 | 4IN-SCH40 | V |  | API 5L,GR B
581 | REGION 5 | TBBM MALANG | 1303-LGP-LPS03/00 | SECE | LIGHTNING PROTECTION AREA SPBE NO.3 | <5OHM | V |  | ROD
878 | REGION 5 | TBBM MALANG | 1303-LB01-ESD01/00 | SECE | EMERGENCY SHUTDOWN BUTTON BAY 1 | 220V | V | EEW | LA53-B1
879 | REGION 5 | TBBM MALANG | 1303-LB01-ESD06/00 | SECE | EMERGENCY SHUTDOWN BUTTON (OPERATOR) | 220V | V | EEW | LA53-B1
889 | REGION 5 | TBBM MALANG | 1303-LB01-ESD02/00 | SECE | EMERGENCY SHUTDOWN BUTTON BAY 2 | 220V | V | EEW | LA53-B1
902 | REGION 5 | TBBM MALANG | 1303-LB01-ESD03/00 | SECE | EMERGENCY SHUTDOWN BUTTON BAY 3 | 220V | V | EEW | LA53-B1
915 | REGION 5 | TBBM MALANG | 1303-LB01-ESD04/00 | SECE | EMERGENCY SHUTDOWN BUTTON BAY 4 | 220V | V | EEW | LA53-B1
925 | REGION 5 | TBBM MALANG | 1303-LB01-ESD05/00 | SECE | EMERGENCY SHUTDOWN BUTTON BAY 5 | 220V | V | EEW | LA53-B1
926 | REGION 5 | TBBM MALANG | 1303-PFW-FP01/00 | SECE | FIRE PUMP NO.01 | 1500 GPM | V | KSB OMEGA | 049-0907115-001
927 | REGION 5 | TBBM MALANG | 1303-FP01-DE01/00 | SECE | ENGINE FIRE PUMP NO.01 | 238 BHP | V | CLARKE | JU6HNL54
928 | REGION 5 | TBBM MALANG | 1303-FP01-CP01/00 | SECE | PANEL,FIRE PUMP NO.01 | L60XH92XW23CM | V | TONATA | AUTOAMTIC
932 | REGION 5 | TBBM MALANG | 1303-FP01-PRV01/00 | SECE | PRESS RELIEF VALVE FIRE PUMP NO.01 | 6X6IN-150RF | V | DANFOSS FOCLA | ASTM A216 WCB
935 | REGION 5 | TBBM MALANG | 1303-FP01-FL01/00 | SECE | FLEXIBLE JOINT SUCTION,FIRE PUMP NO.01 | 8IN-150PSI | V | TWINFLEX | RUBBER
936 | REGION 5 | TBBM MALANG | 1303-FP01-FL02/00 | SECE | FLEXIBLE JOINT DISCHARGE,FIRE PUMP NO.01 | 8IN-150PSI | V | TWINFLEX | RUBBER
938 | REGION 5 | TBBM MALANG | 1303-PFW-FP02/00 | SECE | FIRE PUMP NO.02 | 1500 GPM | V | KSB OMEGA / PATTERSON | FP-C0132793
939 | REGION 5 | TBBM MALANG | 1303-FP02-DE01/00 | SECE | ENGINE FIRE PUMP NO.02 | 240 BHP | V | CLARKE | JU6H-UF62
940 | REGION 5 | TBBM MALANG | 1303-FP02-CP01/00 | SECE | PANEL,FIRE PUMP NO.02 | L50XH70XW21CM | V | TONATA | AUTOAMTIC
945 | REGION 5 | TBBM MALANG | 1303-FP02-PRV01/00 | SECE | PRESS RELIEF VALVE FIRE PUMP NO.02 | 6X6IN-150RF | V | CLA-VAL | ASTM A216 WCB
948 | REGION 5 | TBBM MALANG | 1303-FP02-FL01/00 | SECE | FLEXIBLE JOINT SUCTION,FIRE PUMP NO.02 | 8IN-150PSI | V | TWINFLEX | RUBBER
949 | REGION 5 | TBBM MALANG | 1303-FP02-FL02/00 | SECE | FLEXIBLE JOINT DISCHARGE,FIRE PUMP NO.02 | 8IN-150PSI | V | TWINFLEX | RUBBER
951 | REGION 5 | TBBM MALANG | 1303-PFW-JP01/00 | SECE | JOCKEY PUMP NO.01 | 50HZ,4KW | V | GRUNFOS | GRUNFOS
952 | REGION 5 | TBBM MALANG | 1303-JP01-EM01/00 | SECE | ELEKTRO MOTOR,JOCKEY PUMP | 4KW | V | GRUNFOS | GRUNFOS
953 | REGION 5 | TBBM MALANG | 1303-JP01-CP01/00 | SECE | PANEL,JOCKEY PUMP | 380 VAC | V | EATON | 3A13902H01
959 | REGION 5 | TBBM MALANG | 1303-FP01-PF01/00 | SECE | PIPING INLET FIRE PUMP NO.1 | 8IN,SCH40 | V |  | API 5L,GR B
960 | REGION 5 | TBBM MALANG | 1303-FP02-PF01/00 | SECE | PIPING INLET FIRE PUMP NO.2 | 8IN,SCH40 | V |  | API 5L,GR B
961 | REGION 5 | TBBM MALANG | 1303-FP01-PF02/00 | SECE | PIPING OUTLET FIRE PUMP NO.1 | 8IN,SCH40 | V |  | API 5L,GR B
962 | REGION 5 | TBBM MALANG | 1303-FP02-PF02/00 | SECE | PIPING OUTLET FIRE PUMP NO.2 | 8IN,SCH40 | V |  | API 5L,GR B
963 | REGION 5 | TBBM MALANG | 1303-PFW-PF01/00 | SECE | PIPING HEADER TO FIRE PUMP | 10IN,SCH40 | V |  | API 5L,GR B
965 | REGION 5 | TBBM MALANG | 1303-PFW-PF02/00 | SECE | PIPING FIRE WATER RING SYSTEM | 8IN,SCH40 | V |  | API 5L,GR B
968 | REGION 5 | TBBM MALANG | 1303-HYS-FH01/00 | SECE | FIRE HYDRANT PILAR NO.01 | 500GPM | V | GANEBO | PILAR
969 | REGION 5 | TBBM MALANG | 1303-HYS-FH02/00 | SECE | FIRE HYDRANT PILAR NO.02 | 500GPM | V | GANEBO | PILAR
970 | REGION 5 | TBBM MALANG | 1303-HYS-FH03/00 | SECE | FIRE HYDRANT PILAR NO.03 | 500GPM | V | GANEBO | PILAR
971 | REGION 5 | TBBM MALANG | 1303-HYS-FH04/00 | SECE | FIRE HYDRANT PILAR NO.04 | 500GPM | V | GANEBO | PILAR
972 | REGION 5 | TBBM MALANG | 1303-HYS-FH05/00 | SECE | FIRE HYDRANT PILAR NO.05 | 500GPM | V | GANEBO | PILAR
973 | REGION 5 | TBBM MALANG | 1303-HYS-FH06/00 | SECE | FIRE HYDRANT PILAR NO.06 | 500GPM | V | GANEBO | PILAR
974 | REGION 5 | TBBM MALANG | 1303-HYS-FH07/00 | SECE | FIRE HYDRANT PILAR NO.07 | 500GPM | V | GANEBO | PILAR
975 | REGION 5 | TBBM MALANG | 1303-HYS-FH08/00 | SECE | FIRE HYDRANT PILAR NO.08 | 500GPM | V | GANEBO | PILAR
976 | REGION 5 | TBBM MALANG | 1303-HYS-FH09/00 | SECE | FIRE HYDRANT PILAR NO.09 | 500GPM | V | GANEBO | PILAR
977 | REGION 5 | TBBM MALANG | 1303-HYS-FH10/00 | SECE | FIRE HYDRANT PILAR NO.10 | 500GPM | V | GANEBO | PILAR
978 | REGION 5 | TBBM MALANG | 1303-HYS-FH11/00 | SECE | FIRE HYDRANT PILAR NO.11 | 500GPM | V | GANEBO | PILAR
979 | REGION 5 | TBBM MALANG | 1303-HYS-FH12/00 | SECE | FIRE HYDRANT PILAR NO.12 | 500GPM | V | GANEBO | PILAR
980 | REGION 5 | TBBM MALANG | 1303-HYS-FH13/00 | SECE | FIRE HYDRANT PILAR NO.13 | 500GPM | V | GANEBO | PILAR
995 | REGION 5 | TBBM MALANG | 1303-HYS-FHB01/00 | SECE | FIRE HOSE BOX NO.01 | L76XH124XW74CM | V |  | KONVENSIONAL
996 | REGION 5 | TBBM MALANG | 1303-HYS-FHB02/00 | SECE | FIRE HOSE BOX NO.02 | L76XH124XW74CM | V |  | KONVENSIONAL
997 | REGION 5 | TBBM MALANG | 1303-HYS-FHB03/00 | SECE | FIRE HOSE BOX NO.03 | L76XH124XW74CM | V |  | KONVENSIONAL
998 | REGION 5 | TBBM MALANG | 1303-HYS-FHB04/00 | SECE | FIRE HOSE BOX NO.04 | L76XH124XW74CM | V |  | KONVENSIONAL
999 | REGION 5 | TBBM MALANG | 1303-HYS-FHB05/00 | SECE | FIRE HOSE BOX NO.05 | L76XH124XW74CM | V |  | KONVENSIONAL
1000 | REGION 5 | TBBM MALANG | 1303-HYS-FHB06/00 | SECE | FIRE HOSE BOX NO.06 | L76XH124XW74CM | V |  | KONVENSIONAL
1001 | REGION 5 | TBBM MALANG | 1303-HYS-FHB07/00 | SECE | FIRE HOSE BOX NO.07 | L76XH124XW74CM | V |  | KONVENSIONAL
1002 | REGION 5 | TBBM MALANG | 1303-HYS-FHB08/00 | SECE | FIRE HOSE BOX NO.08 | L76XH124XW74CM | V |  | KONVENSIONAL
1003 | REGION 5 | TBBM MALANG | 1303-HYS-FHB09/00 | SECE | FIRE HOSE BOX NO.09 | L76XH124XW74CM | V |  | KONVENSIONAL
1004 | REGION 5 | TBBM MALANG | 1303-HYS-FHB10/00 | SECE | FIRE HOSE BOX NO.10 | L76XH124XW74CM | V |  | KONVENSIONAL
1005 | REGION 5 | TBBM MALANG | 1303-HYS-FHB11/00 | SECE | FIRE HOSE BOX NO.11 | L76XH124XW74CM | V |  | KONVENSIONAL
1006 | REGION 5 | TBBM MALANG | 1303-HYS-FHB12/00 | SECE | FIRE HOSE BOX NO.12 | L76XH124XW74CM | V |  | KONVENSIONAL
1007 | REGION 5 | TBBM MALANG | 1303-HYS-FHB13/00 | SECE | FIRE HOSE BOX NO.13 | L76XH124XW74CM | V |  | KONVENSIONAL
1034 | REGION 5 | TBBM MALANG | 1303-PFW-WP01/00 | SECE | WATER POND NO.01 | 300M3,L10XW10XD3M | V | CONCRETE POND | KOLAM
1035 | REGION 5 | TBBM MALANG | 1303-PFW-WP02/00 | SECE | WATER POND NO.02 | 400M3,L10XW10XD3M | V | CONCRETE POND | KOLAM
1036 | REGION 5 | TBBM MALANG | 1303-PFW-WP03/00 | SECE | WATER POND NO.03 | 450M3,L10XW10XD3M | V | CONCRETE POND | KOLAM
1039 | REGION 5 | TBBM MALANG | 1303-PFW-PF03/00 | SECE | PIPING WATER POND NO.02 | 8IN,SCH40 | V |  | API 5L,GR B
1040 | REGION 5 | TBBM MALANG | 1303-PFW-PF04/00 | SECE | PIPING WATER POND NO.03 | 8IN,SCH40 | V |  | API 5L,GR B
1041 | REGION 5 | TBBM MALANG | 1303-PFW-PF05/00 | SECE | PIPING WATER POND NO.01 | 8IN,SCH40 | V |  | API 5L,GR B
1047 | REGION 5 | TBBM MALANG | 1303-PFW-WS01/00 | SECE | PIPE FIRE WATER WALL SPRAYER | 4IN | V |  | API 5L GR. B SCH 40
1050 | REGION 5 | TBBM MALANG | 1303-FOS-T01/00 | SECE | FOAM TANK NO.01 | 2000L | V |  | TANK HORIZONTAL
1051 | REGION 5 | TBBM MALANG | 1303-FOS-P01/00 | SECE | FOAM PUMP NO.01 | 5HP | V | FIREDOS | MECHANIC PUMP
1052 | REGION 5 | TBBM MALANG | 1303-FOS-FOH01/00 | SECE | FOAM HOSE BOX NO.01 | 50M3 | V |  | KONVENSIONAL
1053 | REGION 5 | TBBM MALANG | 1303-FOS-FOH02/00 | SECE | FOAM HOSE BOX NO.02 | 50M3 | V |  | KONVENSIONAL
1054 | REGION 5 | TBBM MALANG | 1303-FOS-FOH03/00 | SECE | FOAM HOSE BOX NO.03 | 50M3 | V |  | KONVENSIONAL
1055 | REGION 5 | TBBM MALANG | 1303-FOS-PF01/00 | SECE | PIPING FOAM RING SISTEM | 4IN-SCH40 | V |  | API 5L,GR B
1056 | REGION 5 | TBBM MALANG | 1303-FOS-PF03/00 | SECE | PIPING OUTLET FOAM PUMP NO.01 | 4IN-SCH40 | V |  | API 5L,GR B
1057 | REGION 5 | TBBM MALANG | 1303-FOS-PF02/00 | SECE | PIPING INLET FOAM PUMP NO.01 | 4IN-SCH40 | V |  | API 5L,GR B
1068 | REGION 5 | TBBM MALANG | 1303-SWG-MCC01/00 | SECE | PANEL POMPA PRODUK NO.01 | 250 A | V
1069 | REGION 5 | TBBM MALANG | 1303-SWG-MCC02/00 | SECE | PANEL POMPA PRODUK NO.02 | 400 A | V | ABB
1070 | REGION 5 | TBBM MALANG | 1303-SWG-MCC03/00 | SECE | PANEL POMPA PRODUK NO.03 | 250 A | V
1071 | REGION 5 | TBBM MALANG | 1303-SWG-MCC04/00 | SECE | PANEL POMPA PRODUK NO.04 | 160 A | V | SCHNEIDER
1072 | REGION 5 | TBBM MALANG | 1303-SWG-MCC05/00 | SECE | PANEL POMPA PRODUK NO.05 | 100 A | V | SCHNEIDER
1075 | REGION 5 | TBBM MALANG | 1303-SWG-EWS01/00 | SECE | PANEL EARLY WARNING SYSTEM | 50A | V
1076 | REGION 5 | TBBM MALANG | 1303-SWG-CP01/00 | SECE | PANEL LEVEL SWITCH CONTROLLER | 50 A | V
1111 | REGION 5 | TBBM MALANG | 1303-FNG-GD01/00 | SECE | FIX GAS DETECTOR PUMP STATION NO.1 | 0-100% LEL | V | HONEYWELL | SENSEPOINT XCD | K0253623211306
1112 | REGION 5 | TBBM MALANG | 1303-FNG-GD02/00 | SECE | FIX GAS DETECTOR PUMP STATION NO.2 | 0-100% LEL | V | HONEYWELL | SENSEPOINT XCD | K0253623211297
1113 | REGION 5 | TBBM MALANG | 1303-FNG-JB01/00 | SECE | JUNCTION BOX,EWS SYSTEM NO.01 | 600x400x250 MM | V |  | FIX JUNCTION BOX
1114 | REGION 5 | TBBM MALANG | 1303-FNG-MCP01/00 | SECE | MANUAL CALL POINT POS SECURITY NO.1 | 380/220V,10A | V | HEXLON | EMERGENCY PUSHBUTTON | 2304-00205
1115 | REGION 5 | TBBM MALANG | 1303-FNG-MCP04/00 | SECE | MANUAL CALL POINT BEHIND TANK T-08 | L50XH70XW20 CM | V | SCHNEIDER | EMERGENCY PUSHBUTTON
1116 | REGION 5 | TBBM MALANG | 1303-FNG-FD02/00 | SECE | FIX FLAME DETECTOR AREA RTW NO. 01 | 50-150 FT | V | HONEYWELL | FS24XP
1117 | REGION 5 | TBBM MALANG | 1303-FNG-FD01/00 | SECE | FIX FLAME DETECTOR FILLINGSHED NO.01 | 50-150 FT | V | HONEYWELL | FS-24X PLUS
1118 | REGION 5 | TBBM MALANG | 1303-FNG-GD03/00 | SECE | FIX GAS DETECTOR TANK T-05 | 0-100% LEL | V | HONEYWELL | SENSEPOINT XCD | K0253623071274
1119 | REGION 5 | TBBM MALANG | 1303-FNG-GD04/00 | SECE | FIX GAS DETECTOR TANK T-06 | 0-100% LEL | V | HONEYWELL | SENSEPOINT XCD | K0253623191709
1120 | REGION 5 | TBBM MALANG | 1303-FNG-GD05/00 | SECE | FIX GAS DETECTOR TANK T-07 | 0-100% LEL | V | HONEYWELL | SENSEPOINT XCD | K0253623141524
1121 | REGION 5 | TBBM MALANG | 1303-FNG-GD06/00 | SECE | FIX GAS DETECTOR TANK T-08 | 0-100% LEL | V | HONEYWELL | SENSEPOINT XCD | K0259624511660
1122 | REGION 5 | TBBM MALANG | 1303-FNG-GD07/00 | SECE | FIX GAS DETECTOR TANK T-10 | 0-100% LEL | V | HONEYWELL | SENSEPOINT XCD | K0259624511662
1123 | REGION 5 | TBBM MALANG | 1303-FNG-GD08/00 | SECE | FIX GAS DETECTOR TANK T-01 | 0-100% LEL | V | HONEYWELL | SENSEPOINT XCD | K0259624511663
1124 | REGION 5 | TBBM MALANG | 1303-FNG-GD09/00 | SECE | FIX GAS DETECTOR TANK T-02 | 0-100% LEL | V | HONEYWELL | SENSEPOINT XCD | K0259624511664
1125 | REGION 5 | TBBM MALANG | 1303-FNG-GD10/00 | SECE | FIX GAS DETECTOR TANK T-03 | 0-100% LEL | V | HONEYWELL | SENSEPOINT XCD | K0259624511659
1126 | REGION 5 | TBBM MALANG | 1303-FNG-GD11/00 | SECE | FIX GAS DETECTOR TANK T-04 | 0-100% LEL | V | HONEYWELL | SENSEPOINT XCD | K0259624511661
1127 | REGION 5 | TBBM MALANG | 1303-FNG-GD12/00 | SECE | FIX GAS DETECTOR TANK T-09 | 0-100% LEL | V | HONEYWELL | SENSEPOINT XCD | K0259624511665
1128 | REGION 5 | TBBM MALANG | 1303-FNG-MCP03/00 | SECE | MANUAL CALL POINT PUMP STATION NO.3 | 380/220V,10A | V | HEXLON | HLBX05-03A1GC | 2304-00210
1129 | REGION 5 | TBBM MALANG | 1303-FNG-MCP02/00 | SECE | MANUAL CALL POINT PUMP STATION NO.2 | 380/220V,10A | V | HEXLON | HLBX05-03A1GC | 2304-00217
1152 | REGION 5 | TBBM MALANG | 1303-T02-FL03/00 | SECE | FLEXIBLE JOINT FIRE WATER TANK T-02 | 3IN-150PSI | V
1153 | REGION 5 | TBBM MALANG | 1303-T04-FL03/00 | SECE | FLEXIBLE JOINT FIRE WATER TANK T-04 | 4IN-150PSI | V
1154 | REGION 5 | TBBM MALANG | 1303-T08-FL03/00 | SECE | FLEXIBLE JOINT FIRE WATER TANK T-08 | 4IN-150PSI | V
1155 | REGION 5 | TBBM MALANG | 1303-T10-FL03/00 | SECE | FLEXIBLE JOINT FIRE WATER TANK T-10 | 3IN-150PSI | V
1161 | REGION 5 | TBBM MALANG | 1303-T03-FL03/00 | SECE | FLEXIBLE JOINT FOAM SYSTEM TANK T-03 | 4IN-150PSI | V
1162 | REGION 5 | TBBM MALANG | 1303-T04-FL04/00 | SECE | FLEXIBLE JOINT FOAM SYSTEM TANK T-04 | 4IN-150PSI | V
1163 | REGION 5 | TBBM MALANG | 1303-T05-FL03/00 | SECE | FLEXIBLE JOINT FOAM SYSTEM TANK T-05 | 4IN-150PSI | V
1164 | REGION 5 | TBBM MALANG | 1303-T06-FL03/00 | SECE | FLEXIBLE JOINT FOAM SYSTEM TANK T-06 | 4IN-150PSI | V
1165 | REGION 5 | TBBM MALANG | 1303-T07-FL03/00 | SECE | FLEXIBLE JOINT FOAM SYSTEM TANK T-07 | 4IN-150PSI | V
1166 | REGION 5 | TBBM MALANG | 1303-T10-FL04/00 | SECE | FLEXIBLE JOINT FOAM SYSTEM TANK T-10 | 4IN-150PSI | V
1167 | REGION 5 | TBBM MALANG | 1303-T10-FL05/00 | SECE | FLEXIBLE JOINT FOAM SYSTEM TANK T-10 | 4IN-150PSI | V
1182 | REGION 5 | TBBM MALANG | 1303-T04-LSH01/00 | SECE | LEVEL SWITCH HIGH TANK T-04 | 1000MM | V | ENDRESS HAUSER | FIX LEVEL SENSOR
1183 | REGION 5 | TBBM MALANG | 1303-T04-LSHH01/00 | SECE | LEVEL SWITCH HIGHHIGH TANK T-04 | 1000MM | V | ENDRESS HAUSER | FIX LEVEL SENSOR
1184 | REGION 5 | TBBM MALANG | 1303-T04-LSL01/00 | SECE | LEVEL SWITCH LOW TANK T-04 | 1000MM | V | ENDRESS HAUSER | FIX LEVEL SENSOR
1185 | REGION 5 | TBBM MALANG | 1303-T04-LSLL01/00 | SECE | LEVEL SWITCH LOWLOW TANK T-04 | 1000MM | V | ENDRESS HAUSER | FIX LEVEL SENSOR
1186 | REGION 5 | TBBM MALANG | 1303-LGP-LPS04/00 | SECE | LIGHTNING PROTECTION FRONT T9 & T4 NO.4 | <5OHM | V
1187 | REGION 5 | TBBM MALANG | 1303-RF5-FW02/00 | SECE | FIRE FOAM,FIRE WALL | - | V |  | TEMBOK
1188 | REGION 5 | TBBM MALANG | 1303-SWG-MCC09/00 | SECE | PANEL POMPA PRODUK NO.08 | 100A | V | SCHNEIDER
1189 | REGION 5 | TBBM MALANG | 1303-SWG-MCC10/00 | SECE | PANEL POMPA PRODUK NO.09 | 80A | V | SCHNEIDER
1190 | REGION 5 | TBBM MALANG | 1303-SWG-MCC11/00 | SECE | PANEL POMPA PRODUK NO.10 | 100A | V | SCHNEIDER
1191 | REGION 5 | TBBM MALANG | 1303-SWG-MCC12/00 | SECE | PANEL POMPA PRODUK NO.11 | 100A | V | SCHNEIDER
1192 | REGION 5 | TBBM MALANG | 1303-SWG-MCC13/00 | SECE | PANEL POMPA PRODUK NO.12 | 100A | V | SCHNEIDER
1193 | REGION 5 | TBBM MALANG | 1303-SWG-MCC14/00 | SECE | PANEL POMPA PRODUK NO.13 | 100A | V | SCHNEIDER
1215 | REGION 5 | TBBM MALANG | 1303-FOS-FOH04/00 | SECE | FOAM HOSE BOX NO.04 | 50M3 | V |  | KONVENSIONAL
1221 | REGION 5 | TBBM MALANG | 1303-PFW-PF07/00 | SECE | PIPING EXISTING FIRE WATER RING | 6IN,SCH40 | V |  | API 5L,GR B
1222 | REGION 5 | TBBM MALANG | 1303-PFW-PF08/00 | SECE | PIPING NEW FIRE WATER RING | 8IN,SCH40 | V |  | API 5L,GR B
1232 | REGION 5 | TBBM MALANG | 1303-HYS-FH14/00 | SECE | FIRE HYDRANT PILAR NO.14 | 500GPM | V | GANEBO | PILAR
1233 | REGION 5 | TBBM MALANG | 1303-HYS-FH15/00 | SECE | FIRE HYDRANT PILAR NO.15 | 500GPM | V | GANEBO | PILAR
1234 | REGION 5 | TBBM MALANG | 1303-HYS-FH16/00 | SECE | FIRE HYDRANT PILAR NO.16 | 500GPM | V | GANEBO | PILAR
1235 | REGION 5 | TBBM MALANG | 1303-HYS-FH17/00 | SECE | FIRE HYDRANT PILAR NO.17 | 500GPM | V | GANEBO | PILAR

## PECE
FINAL TAG NO BY PTC
|  |  |  | SHTXT | GROES | ABCKZ |  |  | SERGE
|  |  |  | 40 | 18 | 1 | 30 | 20 | 30
NO | REGION | LOKASI | EQ MASTER TAG NO NEW REV.3 BY PTC | Description* | Size/ Dimension | Criticality* | Manufacturer | Model/ Type | Manufacturer Serial No.
1 | REGION 5 | TBBM MALANG | 1303-TFA-T01/00 | TANK STORAGE NO.01 | 344KL | V |  | CONE ROOF TANK
5 | REGION 5 | TBBM MALANG | 1303-T01-GV01/00 | GATE VALVE INLET TANK T-01 | 4IN-150PSI | V | GLT | GATE,ASTM A216 WCB
6 | REGION 5 | TBBM MALANG | 1303-T01-FL01/00 | FlEXIBLE JOINT INLET TANK T-01 | 6IN-150PSI | V | SINGAFLEX | SSH 1 SINGLE BRAID
7 | REGION 5 | TBBM MALANG | 1303-T01-FL02/00 | FlEXIBLE JOINT OUTLET TANK T-01 | 6IN-150PSI | V | SINGAFLEX | SSH 1 SINGLE BRAID
8 | REGION 5 | TBBM MALANG | 1303-T01-GV02/00 | GATE VALVE OUTLET TANK T-01 | 4IN-150PSI | V | GLT | GATE,ASTM A216 WCB
9 | REGION 5 | TBBM MALANG | 1303-T01-GV03/00 | GATE VALVE DRAIN TANK T-01 | 4IN-150PSI | V | CRANE | GATE,ASTM A216 WCB
10 | REGION 5 | TBBM MALANG | 1303-T01-CV01/00 | CHECK VALVE INLET TANK T-01 | 6IN-150PSI | Y | JC | SWING,ASTM A216 WCB
11 | REGION 5 | TBBM MALANG | 1303-T01-CV02/00 | CHECK VALVE OUTLET TANK T-01 | 6IN-150PSI | Y | PS | SWING,ASTM A216 WCB
17 | REGION 5 | TBBM MALANG | 1303-T01-ATG01/00 | AUTOMATIC TANK GAUGING (ATG) TANK T-01 | 0-5760MM | T | ENDRESS HAUSER | PROSERVO NMS53
18 | REGION 5 | TBBM MALANG | 1303-T01-GV04/00 | GATE VALVE REDUNDANT INLET TANK T-01 | 6IN-150PSI | Y | FBV | GATE,ASTM A216 WCB
19 | REGION 5 | TBBM MALANG | 1303-T01-GV05/00 | GATE VALVE REDUNDANT OUTLET TANK T-01 | 6IN-150PSI | Y | FBV | GATE,ASTM A216 WCB
20 | REGION 5 | TBBM MALANG | 1303-T01-TT01/00 | TEMPERATURE TRANSMITTER TANK T-01 | -40 TO 100DEGC | T | ENDRESS HAUSER | NMT53
21 | REGION 5 | TBBM MALANG | 1303-TFA-T02/00 | TANK STORAGE NO.02 | 342KL | V |  | CONE ROOF TANK
26 | REGION 5 | TBBM MALANG | 1303-T02-GV01/00 | GATE VALVE INLET TANK T-02 | 4IN-150PSI | V | FBV | GATE,ASTM A216 WCB
27 | REGION 5 | TBBM MALANG | 1303-T02-FL01/00 | FlEXIBLE JOINT INLET TANK T-02 | 6IN-150PSI | V | SINGAFLEX | SSH 1 SINGLE BRAID
28 | REGION 5 | TBBM MALANG | 1303-T02-FL02/00 | FlEXIBLE JOINT OUTLET TANK T-02 | 6IN-150PSI | V | SINGAFLEX | SSH 1 SINGLE BRAID
29 | REGION 5 | TBBM MALANG | 1303-T02-GV02/00 | GATE VALVE OUTLET TANK T-02 | 4IN-150PSI | V | FBV | GATE,ASTM A216 WCB
30 | REGION 5 | TBBM MALANG | 1303-T02-GV03/00 | GATE VALVE DRAIN TANK T-02 | 3IN-150PSI | V | CRANE | GATE,ASTM A216 WCB
31 | REGION 5 | TBBM MALANG | 1303-T02-CV01/00 | CHECK VALVE INLET TANK T-02 | 6IN-150PSI | Y | FBV | SWING,ASTM A216 WCB
32 | REGION 5 | TBBM MALANG | 1303-T02-CV02/00 | CHECK VALVE OUTLET TANK T-02 | 6IN-150PSI | Y | FBV | SWING,ASTM A216 WCB
34 | REGION 5 | TBBM MALANG | 1303-T02-SDD01/00 | DIPHATCH / SLOT DIPPING DEVICE TANK T-02 | 4IN | Y | WHESSOE LTD
39 | REGION 5 | TBBM MALANG | 1303-T02-ATG01/00 | AUTOMATIC TANK GAUGING (ATG) TANK T-02 | 0-5727 MM | T | ENDRESS HAUSER | PROSERVO NMS53
41 | REGION 5 | TBBM MALANG | 1303-T02-GV04/00 | GATE VALVE REDUNDANT INLET TANK T-02 | 6IN-150PSI | Y | FBV | GATE,ASTM A216 WCB
42 | REGION 5 | TBBM MALANG | 1303-T02-GV05/00 | GATE VALVE REDUNDANT OUTLET TANK T-02 | 6IN-150PSI | Y | FBV | GATE,ASTM A216 WCB
43 | REGION 5 | TBBM MALANG | 1303-T02-TT01/00 | TEMPERATURE TRANSMITTER TANK T-02 | -40 TO 100 DEGC | T | ENDRESS HAUSER | NMT53
44 | REGION 5 | TBBM MALANG | 1303-TFA-T03/00 | TANK STORAGE NO.03 | 549KL | V |  | CONE ROOF TANK
49 | REGION 5 | TBBM MALANG | 1303-T03-GV01/00 | GATE VALVE INLET TANK T-03 | 4IN-150PSI | V | KITZ | GATE,ASTM A216 WCB
50 | REGION 5 | TBBM MALANG | 1303-T03-FL01/00 | FlEXIBLE JOINT INLET TANK T-03 | 6IN-150PSI | V | SINGAFLEX | SSH 1 SINGLE BRAID
51 | REGION 5 | TBBM MALANG | 1303-T03-FL02/00 | FlEXIBLE JOINT OUTLET TANK T-03 | 6IN-150PSI | V | SINGAFLEX | SSH 1 SINGLE BRAID
52 | REGION 5 | TBBM MALANG | 1303-T03-GV02/00 | GATE VALVE OUTLET TANK T-03 | 4IN-150PSI | V | KITZ | GATE,ASTM A216 WCB
53 | REGION 5 | TBBM MALANG | 1303-T03-GV03/00 | GATE VALVE DRAIN TANK T-03 | 3IN-150PSI | V | KITZ | GATE,ASTM A216 WCB
54 | REGION 5 | TBBM MALANG | 1303-T03-CV01/00 | CHECK VALVE INLET TANK T-03 | 6IN-150PSI | Y | PK | SWING,ASTM A216 WCB
55 | REGION 5 | TBBM MALANG | 1303-T03-CV02/00 | CHECK VALVE OUTLET TANK T-03 | 6IN-150PSI | Y | GLT | SWING,ASTM A216 WCB
57 | REGION 5 | TBBM MALANG | 1303-T03-SDD01/00 | DIPHATCH / SLOT DIPPING DEVICE TANK T-03 | 6IN | Y | WHESSOE LTD
62 | REGION 5 | TBBM MALANG | 1303-T03-ATG01/00 | AUTOMATIC TANK GAUGING (ATG) TANK T-03 | 0-7716 MM | T | ENDRESS HAUSER | PROSERVO NMS53
64 | REGION 5 | TBBM MALANG | 1303-T03-GV04/00 | GATE VALVE REDUNDANT INLET TANK T-03 | 6IN-150PSI | Y | FBV | GATE,ASTM A216 WCB
65 | REGION 5 | TBBM MALANG | 1303-T03-GV05/00 | GATE VALVE REDUNDANT OUTLET TANK T-03 | 6IN-150PSI | Y | FBV | GATE,ASTM A216 WCB
66 | REGION 5 | TBBM MALANG | 1303-T03-TT01/00 | TEMPERATURE TRANSMITTER TANK T-03 | -40 TO 100 DEGC | T | ENDRESS HAUSER | NMT53
67 | REGION 5 | TBBM MALANG | 1303-TFA-T04/00 | TANK STORAGE NO.04 | 544KL | V |  | CONE ROOF TANK
72 | REGION 5 | TBBM MALANG | 1303-T04-GV01/00 | GATE VALVE INLET TANK T-04 | 6IN-150PSI | V | CRANE | GATE,ASTM A216 WCB
73 | REGION 5 | TBBM MALANG | 1303-T04-FL01/00 | FlEXIBLE JOINT INLET TANK T-04 | 6IN-150PSI | V | SINGAFLEX | SSH 1 SINGLE BRAID
74 | REGION 5 | TBBM MALANG | 1303-T04-FL02/00 | FlEXIBLE JOINT OUTLET TANK T-04 | 6IN-150PSI | V | SINGAFLEX | SSH 1 SINGLE BRAID
75 | REGION 5 | TBBM MALANG | 1303-T04-GV02/00 | GATE VALVE OUTLET TANK T-04 | 6IN-150PSI | V | JC | GATE,ASTM A216 WCB
76 | REGION 5 | TBBM MALANG | 1303-T04-GV03/00 | GATE VALVE DRAIN TANK T-04 | 4IN-150PSI | V | DIKKERS | GATE,ASTM A216 WCB
77 | REGION 5 | TBBM MALANG | 1303-T04-CV01/00 | CHECK VALVE INLET TANK T-04 | 6IN-150PSI | Y | PK | SWING,ASTM A216 WCB
78 | REGION 5 | TBBM MALANG | 1303-T04-CV02/00 | CHECK VALVE OUTLET TANK T-04 | 6IN-150PSI | Y | PK | SWING,ASTM A216 WCB
80 | REGION 5 | TBBM MALANG | 1303-T04-SDD01/00 | DIPHATCH / SLOT DIPPING DEVICE TANK T-04 | 6IN | Y | SWSS | SDD
85 | REGION 5 | TBBM MALANG | 1303-T04-ATG01/00 | AUTOMATIC TANK GAUGING (ATG) TANK T-04 | 0-7441 MM | T | ENDRESS HAUSER | PROSERVO NMS53
87 | REGION 5 | TBBM MALANG | 1303-T04-GV04/00 | GATE VALVE REDUNDANT INLET TANK T-04 | 6IN-150PSI | Y | FBV | GATE,ASTM A216 WCB
88 | REGION 5 | TBBM MALANG | 1303-T04-GV05/00 | GATE VALVE REDUNDANT OUTLET TANK T-04 | 6IN-150PSI | Y | FBV | GATE,ASTM A216 WCB
89 | REGION 5 | TBBM MALANG | 1303-T04-TT01/00 | TEMPERATURE TRANSMITTER TANK T-04 | -40 TO 100 DEGC | T | ENDRESS HAUSER | NMT53
90 | REGION 5 | TBBM MALANG | 1303-TFA-T05/00 | TANK STORAGE NO.05 | 1042KL | V |  | CONE ROOF TANK
96 | REGION 5 | TBBM MALANG | 1303-T05-GV01/00 | GATE VALVE INLET TANK T-05 | 6IN-150PSI | V | CRANE | GATE,ASTM A216 WCB
97 | REGION 5 | TBBM MALANG | 1303-T05-FL01/00 | FlEXIBLE JOINT INLET TANK T-05 | 6IN-150PSI | V | SINGAFLEX | SSH 1 SINGLE BRAID
98 | REGION 5 | TBBM MALANG | 1303-T05-FL02/00 | FlEXIBLE JOINT OUTLET TANK T-05 | 6IN-150PSI | V | SINGAFLEX | SSH 1 SINGLE BRAID
99 | REGION 5 | TBBM MALANG | 1303-T05-GV02/00 | GATE VALVE OUTLET TANK T-05 | 6IN-150PSI | V | CRANE | GATE,ASTM A216 WCB
100 | REGION 5 | TBBM MALANG | 1303-T05-GV03/00 | GATE VALVE DRAIN TANK T-05 | 4IN-150PSI | V | KITZ | GATE,ASTM A216 WCB
101 | REGION 5 | TBBM MALANG | 1303-T05-CV01/00 | CHECK VALVE INLET TANK T-05 | 6IN-150PSI | Y | JC | SWING,ASTM A216 WCB
102 | REGION 5 | TBBM MALANG | 1303-T05-CV02/00 | CHECK VALVE OUTLET TANK T-05 | 6IN-150PSI | Y | JC | SWING,ASTM A216 WCB
104 | REGION 5 | TBBM MALANG | 1303-T05-SDD01/00 | DIPHATCH / SLOT DIPPING DEVICE TANK T-05 | 6IN | Y | WHESSOE LTD
109 | REGION 5 | TBBM MALANG | 1303-T05-ATG01/00 | AUTOMATIC TANK GAUGING (ATG) TANK T-05 | 0-9311 MM | T | ENDRESS HAUSER | PROSERVO NMS53
111 | REGION 5 | TBBM MALANG | 1303-T05-GV04/00 | GATE VALVE REDUNDANT INLET TANK T-05 | 6IN-150PSI | Y | FBV | GATE,ASTM A216 WCB
112 | REGION 5 | TBBM MALANG | 1303-T05-GV05/00 | GATE VALVE REDUNDANT OUTLET TANK T-05 | 6IN-150PSI | Y | FBV | GATE,ASTM A216 WCB
113 | REGION 5 | TBBM MALANG | 1303-T05-TT01/00 | TEMPERATURE TRANSMITTER TANK T-05 | -40 TO 100 DEGC | T | ENDRESS HAUSER | NMT53
114 | REGION 5 | TBBM MALANG | 1303-TFA-T06/00 | TANK STORAGE NO.06 | 922KL | V |  | CONE ROOF TANK
119 | REGION 5 | TBBM MALANG | 1303-T06-GV01/00 | GATE VALVE INLET TANK T-06 | 6IN-150PSI | V | KSB | GATE,ASTM A216 WCB
120 | REGION 5 | TBBM MALANG | 1303-T06-FL01/00 | FLEXIBLE JOINT INLET TANK T-06 | 6IN-150PSI | V | SINGAFLEX | SSH 1 SINGLE BRAID
121 | REGION 5 | TBBM MALANG | 1303-T06-FL02/00 | FLEXIBLE JOINT OUTLET TANK T-06 | 6IN-150PSI | V | SINGAFLEX | SSH 1 SINGLE BRAID
122 | REGION 5 | TBBM MALANG | 1303-T06-GV02/00 | GATE VALVE OUTLET TANK T-06 | 6IN-150PSI | V | KSB | GATE,ASTM A216 WCB
123 | REGION 5 | TBBM MALANG | 1303-T06-GV03/00 | GATE VALVE DRAIN TANK T-06 | 4IN-150PSI | V | DIKKERS | GATE,ASTM A216 WCB
124 | REGION 5 | TBBM MALANG | 1303-T06-CV01/00 | CHECK VALVE INLET TANK T-06 | 6IN-150PSI | Y | JC | SWING,ASTM A216 WCB
125 | REGION 5 | TBBM MALANG | 1303-T06-CV02/00 | CHECK VALVE OUTLET TANK T-06 | 6IN-150PSI | Y | JC | SWING,ASTM A216 WCB
127 | REGION 5 | TBBM MALANG | 1303-T06-SDD01/00 | DIPHATCH / SLOT DIPPING DEVICE TANK T-06 | 6IN | Y | WHESSOE LTD
132 | REGION 5 | TBBM MALANG | 1303-T06-ATG01/00 | AUTOMATIC TANK GAUGING (ATG) TANK T-06 | 0-9292 MM | T | ENDRESS HAUSER | PROSERVO NMS53
134 | REGION 5 | TBBM MALANG | 1303-T06-GV04/00 | GATE VALVE REDUNDANT INLET TANK T-06 | 6IN-150PSI | Y | FBV | GATE,ASTM A216 WCB
135 | REGION 5 | TBBM MALANG | 1303-T06-GV05/00 | GATE VALVE REDUNDANT OUTLET TANK T-06 | 6IN-150PSI | Y | FBV | GATE,ASTM A216 WCB
136 | REGION 5 | TBBM MALANG | 1303-T06-TT01/00 | TEMPERATURE TRANSMITTER TANK T-06 | -40 TO 100 DEGC | T | ENDRESS HAUSER | NMT53
137 | REGION 5 | TBBM MALANG | 1303-TFA-T07/00 | TANK STORAGE NO.07 | 1004KL | V |  | CONE ROOF TANK
143 | REGION 5 | TBBM MALANG | 1303-T07-GV01/00 | GATE VALVE INLET TANK T-07 | 8IN-150PSI | V | CRANE | GATE,ASTM A216 WCB
144 | REGION 5 | TBBM MALANG | 1303-T07-FL01/00 | FlEXIBLE JOINT INLET TANK T-07 | 6IN-150PSI | V | SINGAFLEX | SSH 1 SINGLE BRAID
145 | REGION 5 | TBBM MALANG | 1303-T07-FL02/00 | FlEXIBLE JOINT OUTLET TANK T-07 | 6IN-150PSI | V | SINGAFLEX | SSH 1 SINGLE BRAID
146 | REGION 5 | TBBM MALANG | 1303-T07-GV02/00 | GATE VALVE OUTLET TANK T-07 | 8IN-150PSI | V | CRANE | GATE,ASTM A216 WCB
147 | REGION 5 | TBBM MALANG | 1303-T07-GV03/00 | GATE VALVE DRAIN TANK T-07 | 4IN-150PSI | V | KITZ | GATE,ASTM A216 WCB
148 | REGION 5 | TBBM MALANG | 1303-T07-CV01/00 | CHECK VALVE INLET TANK T-07 | 6IN-150PSI | Y | PK | SWING,ASTM A216 WCB
149 | REGION 5 | TBBM MALANG | 1303-T07-CV02/00 | CHECK VALVE OUTLET TANK T-07 | 6IN-150PSI | Y | PK | SWING,ASTM A216 WCB
151 | REGION 5 | TBBM MALANG | 1303-T07-SDD01/00 | DIPHATCH / SLOT DIPPING DEVICE TANK T-07 | 6IN | Y | WHESSOE LTD
156 | REGION 5 | TBBM MALANG | 1303-T07-ATG01/00 | AUTOMATIC TANK GAUGING (ATG) TANK T-07 | 0-9295 MM | T | ENDRESS HAUSER | PROSERVO NMS53
158 | REGION 5 | TBBM MALANG | 1303-T07-GV04/00 | GATE VALVE REDUNDANT INLET TANK T-07 | 6IN-150PSI | Y | FBV | GATE,ASTM A216 WCB
159 | REGION 5 | TBBM MALANG | 1303-T07-GV05/00 | GATE VALVE REDUNDANT OUTLET TANK T-07 | 6IN-150PSI | Y | FBV | GATE,ASTM A216 WCB
160 | REGION 5 | TBBM MALANG | 1303-T07-TT01/00 | TEMPERATURE TRANSMITTER TANK T-07 | -40 TO 100 DEGC | T | ENDRESS HAUSER | NMT53
161 | REGION 5 | TBBM MALANG | 1303-TFA-T08/00 | TANK STORAGE NO.08 | 1049KL | V |  | CONE ROOF TANK
166 | REGION 5 | TBBM MALANG | 1303-T08-GV01/00 | GATE VALVE INLET TANK T-08 | 8IN-150PSI | V | KITZ | GATE,ASTM A216 WCB
167 | REGION 5 | TBBM MALANG | 1303-T08-FL01/00 | FLEXIBLE JOINT INLET TANK T-08 | 6IN-150PSI | V | SINGAFLEX | SSH 1 SINGLE BRAID
168 | REGION 5 | TBBM MALANG | 1303-T08-FL02/00 | FLEXIBLE JOINT OUTLET TANK T-08 | 6IN-150PSI | V | SINGAFLEX | SSH 1 SINGLE BRAID
169 | REGION 5 | TBBM MALANG | 1303-T08-GV02/00 | GATE VALVE OUTLET TANK T-08 | 8IN-150PSI | V | KITZ | GATE,ASTM A216 WCB
170 | REGION 5 | TBBM MALANG | 1303-T08-GV03/00 | GATE VALVE DRAIN TANK T-08 | 4IN-150PSI | V | DIKKERS | GATE,ASTM A216 WCB
171 | REGION 5 | TBBM MALANG | 1303-T08-CV01/00 | CHECK VALVE INLET TANK T-08 | 6IN-150PSI | Y | GLT | SWING,ASTM A216 WCB
172 | REGION 5 | TBBM MALANG | 1303-T08-CV02/00 | CHECK VALVE OUTLET TANK T-08 | 6IN-150PSI | Y | GLT | SWING,ASTM A216 WCB
178 | REGION 5 | TBBM MALANG | 1303-T08-ATG01/00 | AUTOMATIC TANK GAUGING (ATG) TANK T-08 | 0-9308 MM | T | ENDRESS HAUSER | PROSERVO NMS53
180 | REGION 5 | TBBM MALANG | 1303-T08-GV04/00 | GATE VALVE REDUNDANT INLET TANK T-08 | 6IN-150PSI | Y | FBV | GATE,ASTM A216 WCB
181 | REGION 5 | TBBM MALANG | 1303-T08-GV05/00 | GATE VALVE REDUNDANT OUTLET TANK T-08 | 6IN-150PSI | Y | FBV | GATE,ASTM A216 WCB
182 | REGION 5 | TBBM MALANG | 1303-T08-TT01/00 | TEMPERATURE TRANSMITTER TANK T-08 | -40 TO 100 DEGC | T | ENDRESS HAUSER | NMT53
183 | REGION 5 | TBBM MALANG | 1303-TFA-T09/00 | TANK STORAGE NO.09 | 1018KL | V |  | CONE ROOF TANK
188 | REGION 5 | TBBM MALANG | 1303-T09-GV01/00 | GATE VALVE INLET TANK T-09 | 8IN-150PSI | V | KITZ | GATE,ASTM A216 WCB
189 | REGION 5 | TBBM MALANG | 1303-T09-FL01/00 | FLEXIBLE JOINT INLET TANK T-09 | 6IN-150PSI | V | SINGAFLEX | SSH 1 SINGLE BRAID
190 | REGION 5 | TBBM MALANG | 1303-T09-FL02/00 | FLEXIBLE JOINT OUTLET TANK T-09 | 6IN-150PSI | V | SINGAFLEX | SSH 1 SINGLE BRAID
191 | REGION 5 | TBBM MALANG | 1303-T09-GV02/00 | GATE VALVE OUTLET TANK T-09 | 8IN-150PSI | V | KITZ | GATE,ASTM A216 WCB
192 | REGION 5 | TBBM MALANG | 1303-T09-GV03/00 | GATE VALVE DRAIN TANK T-09 | 4IN-150PSI | V | DIKKERS | GATE,ASTM A216 WCB
193 | REGION 5 | TBBM MALANG | 1303-T09-CV01/00 | CHECK VALVE INLET TANK T-09 | 6IN-150PSI | Y | GLT | SWING,ASTM A216 WCB
194 | REGION 5 | TBBM MALANG | 1303-T09-CV02/00 | CHECK VALVE OUTLET TANK T-09 | 6IN-150PSI | Y | GLT | SWING,ASTM A216 WCB
196 | REGION 5 | TBBM MALANG | 1303-T09-SDD01/00 | DIPHATCH / SLOT DIPPING DEVICE TANK T-09 | 6IN | Y | SWSS
201 | REGION 5 | TBBM MALANG | 1303-T09-ATG01/00 | AUTOMATIC TANK GAUGING (ATG) TANK T-09 | 0-9173 MM | T | ENDRESS HAUSER | PROSERVO NMS53
203 | REGION 5 | TBBM MALANG | 1303-T09-GV04/00 | GATE VALVE REDUNDANT INLET TANK T-09 | 6IN-150PSI | Y | FBV | GATE,ASTM A216 WCB
204 | REGION 5 | TBBM MALANG | 1303-T09-GV05/00 | GATE VALVE REDUNDANT OUTLET TANK T-09 | 6IN-150PSI | Y | FBV | GATE,ASTM A216 WCB
205 | REGION 5 | TBBM MALANG | 1303-T09-TT01/00 | TEMPERATURE TRANSMITTER TANK T-09 | -40 TO 100 DEGC | T | ENDRESS HAUSER | NMT53
206 | REGION 5 | TBBM MALANG | 1303-TFA-T10/00 | TANK STORAGE NO.10 | 530KL | V |  | CONE ROOF TANK
211 | REGION 5 | TBBM MALANG | 1303-T10-GV01/00 | GATE VALVE INLET TANK T-10 | 6IN-150PSI | V | CRANE | GATE,ASTM A216 WCB
212 | REGION 5 | TBBM MALANG | 1303-T10-FL01/00 | FLEXIBLE JOINT INLET TANK T-10 | 6IN-150PSI | V | SINGAFLEX | SSH 1 SINGLE BRAID
213 | REGION 5 | TBBM MALANG | 1303-T10-FL02/00 | FLEXIBLE JOINT OUTLET TANK T-10 | 6IN-150PSI | V | SINGAFLEX | SSH 1 SINGLE BRAID
214 | REGION 5 | TBBM MALANG | 1303-T10-GV02/00 | GATE VALVE OUTLET TANK T-10 | 6IN-150PSI | V | CRANE | GATE,ASTM A216 WCB
215 | REGION 5 | TBBM MALANG | 1303-T10-GV03/00 | GATE VALVE DRAIN TANK T-10 NO.1 | 3IN-150PSI | V | GLT | GATE,ASTM A216 WCB
216 | REGION 5 | TBBM MALANG | 1303-T10-GV04/00 | GATE VALVE DRAIN TANK T-10 NO.2 | 2IN-150PSI | V | CRANE | GATE,ASTM A216 WCB
217 | REGION 5 | TBBM MALANG | 1303-T10-GV05/00 | GATE VALVE DRAIN TANK T-10 NO.3 | 2IN-150PSI | V | CRANE | GATE,ASTM A216 WCB
218 | REGION 5 | TBBM MALANG | 1303-T10-CV01/00 | CHECK VALVE INLET TANK T-10 | 6IN-150PSI | Y | CRANE | SWING,ASTM A216 WCB
219 | REGION 5 | TBBM MALANG | 1303-T10-CV02/00 | CHECK VALVE OUTLET TANK T-10 | 6IN-150PSI | Y | CRANE | SWING,ASTM A216 WCB
228 | REGION 5 | TBBM MALANG | 1303-T10-GV06/00 | GATE VALVE REDUNDANT INLET TANK T-10 | 6IN-150PSI | Y | GLT | GATE,ASTM A216 WCB
229 | REGION 5 | TBBM MALANG | 1303-T10-GV07/00 | GATE VALVE REDUNDANT OUTLET TANK T-10 | 6IN-150PSI | Y | GLT | GATE,ASTM A216 WCB
230 | REGION 5 | TBBM MALANG | 1303-T01-PP01/00 | PIPING INLET TANK T-01 | 6IN,SCH40 | V |  | API 5L,GR B
231 | REGION 5 | TBBM MALANG | 1303-T01-PP02/00 | PIPING OUTLET TANK T-01 | 6IN,SCH40 | V |  | API 5L,GR B
232 | REGION 5 | TBBM MALANG | 1303-T01-PP03/00 | PIPING CLOSED DRAIN TANK T-01 | 4IN,SCH40 | T |  | API 5L,GR B
233 | REGION 5 | TBBM MALANG | 1303-T02-PP01/00 | PIPING INLET TANK T-02 | 6IN,SCH40 | V |  | API 5L,GR B
234 | REGION 5 | TBBM MALANG | 1303-T02-PP02/00 | PIPING OUTLET TANK T-02 | 6IN,SCH40 | V |  | API 5L,GR B
235 | REGION 5 | TBBM MALANG | 1303-T02-PP03/00 | PIPING CLOSED DRAIN TANK T-02 | 3IN,SCH40 | T |  | API 5L,GR B
236 | REGION 5 | TBBM MALANG | 1303-T03-PP01/00 | PIPING INLET TANK T-03 | 6IN,SCH40 | V |  | API 5L,GR B
237 | REGION 5 | TBBM MALANG | 1303-T03-PP02/00 | PIPING OUTLET TANK T-03 | 6IN,SCH40 | V |  | API 5L,GR B
238 | REGION 5 | TBBM MALANG | 1303-T03-PP03/00 | PIPING CLOSED DRAIN TANK T-03 | 3IN,SCH40 | T |  | API 5L,GR B
239 | REGION 5 | TBBM MALANG | 1303-T04-PP01/00 | PIPING INLET TANK T-04 | 6IN,SCH40 | V |  | API 5L,GR B
240 | REGION 5 | TBBM MALANG | 1303-T04-PP02/00 | PIPING OUTLET TANK T-04 | 6IN,SCH40 | V |  | API 5L,GR B
241 | REGION 5 | TBBM MALANG | 1303-T04-PP03/00 | PIPING CLOSED DRAIN TANK T-04 | 4IN,SCH40 | T |  | API 5L,GR B
242 | REGION 5 | TBBM MALANG | 1303-T05-PP01/00 | PIPING INLET TANK T-05 | 6IN,SCH40 | V |  | API 5L,GR B
243 | REGION 5 | TBBM MALANG | 1303-T05-PP02/00 | PIPING OUTLET TANK T-05 | 6IN,SCH40 | V |  | API 5L,GR B
244 | REGION 5 | TBBM MALANG | 1303-T05-PP03/00 | PIPING CLOSED DRAIN TANK T-05 | 4IN,SCH40 | T |  | API 5L,GR B
245 | REGION 5 | TBBM MALANG | 1303-T06-PP01/00 | PIPING INLET TANK T-06 | 6IN,SCH40 | V |  | API 5L,GR B
246 | REGION 5 | TBBM MALANG | 1303-T06-PP02/00 | PIPING OUTLET TANK T-06 | 6IN,SCH40 | V |  | API 5L,GR B
247 | REGION 5 | TBBM MALANG | 1303-T06-PP03/00 | PIPING CLOSED DRAIN TANK T-06 | 4IN,SCH40 | T |  | API 5L,GR B
248 | REGION 5 | TBBM MALANG | 1303-T07-PP01/00 | PIPING INLET TANK T-07 | 6IN,SCH40 | V |  | API 5L,GR B
249 | REGION 5 | TBBM MALANG | 1303-T07-PP02/00 | PIPING OUTLET TANK T-07 | 6IN,SCH40 | V |  | API 5L,GR B
250 | REGION 5 | TBBM MALANG | 1303-T07-PP03/00 | PIPING CLOSED DRAIN TANK T-07 | 4IN,SCH40 | T |  | API 5L,GR B
251 | REGION 5 | TBBM MALANG | 1303-T08-PP01/00 | PIPING INLET TANK T-08 | 6IN,SCH40 | V |  | API 5L,GR B
252 | REGION 5 | TBBM MALANG | 1303-T08-PP02/00 | PIPING OUTLET TANK T-08 | 6IN,SCH40 | V |  | API 5L,GR B
253 | REGION 5 | TBBM MALANG | 1303-T08-PP03/00 | PIPING CLOSED DRAIN TANK T-08 | 4IN,SCH40 | T |  | API 5L,GR B
254 | REGION 5 | TBBM MALANG | 1303-T09-PP01/00 | PIPING INLET TANK T-09 | 6IN,SCH40 | V |  | API 5L,GR B
255 | REGION 5 | TBBM MALANG | 1303-T09-PP02/00 | PIPING OUTLET TANK T-09 | 6IN,SCH40 | V |  | API 5L,GR B
256 | REGION 5 | TBBM MALANG | 1303-T09-PP03/00 | PIPING CLOSED DRAIN TANK T-09 | 4IN,SCH40 | T |  | API 5L,GR B
257 | REGION 5 | TBBM MALANG | 1303-T10-PP01/00 | PIPING INLET TANK T-10 | 6IN,SCH40 | V |  | API 5L,GR B
258 | REGION 5 | TBBM MALANG | 1303-T10-PP02/00 | PIPING OUTLET TANK T-10 | 6IN,SCH40 | V |  | API 5L,GR B
259 | REGION 5 | TBBM MALANG | 1303-T10-PP03/00 | PIPING CLOSED DRAIN NO.1 TANK T-10 | 3IN,SCH40 | T |  | API 5L,GR B
260 | REGION 5 | TBBM MALANG | 1303-T10-PP04/00 | PIPING CLOSED DRAIN NO.2 TANK T-10 | 2IN,SCH40 | T |  | API 5L,GR B
261 | REGION 5 | TBBM MALANG | 1303-T10-PP05/00 | PIPING CLOSED DRAIN NO.3 TANK T-10 | 2IN,SCH40 | T |  | API 5L,GR B
262 | REGION 5 | TBBM MALANG | 1303-TFA-PP01/00 | PIPING RECEIVING FUEL PRODUK 1 | 6IN,SCH40 | V |  | API 5L,GR B
263 | REGION 5 | TBBM MALANG | 1303-TFA-PP02/00 | PIPING RECEIVING FUEL PRODUK 2 | 6IN,SCH40 | V |  | API 5L,GR B
264 | REGION 5 | TBBM MALANG | 1303-TFA-PP03/00 | PIPING RECEIVING FUEL PRODUK 3 | 6IN,SCH40 | V |  | API 5L,GR B
265 | REGION 5 | TBBM MALANG | 1303-TFA-PP04/00 | PIPING RECEIVING FUEL PRODUK 4 | 6IN,SCH40 | V |  | API 5L,GR B
266 | REGION 5 | TBBM MALANG | 1303-TFA-PP05/00 | PIPING DISTRIBUTION FUEL PRODUK 1 | 10IN,SCH40 | V |  | API 5L,GR B
267 | REGION 5 | TBBM MALANG | 1303-TFA-PP06/00 | PIPING DISTRIBUTION FUEL PRODUK 2 | 6IN,SCH40 | V |  | API 5L,GR B
268 | REGION 5 | TBBM MALANG | 1303-TFA-PP07/00 | PIPING DISTRIBUTION FUEL PRODUK 3 | 6IN,SCH40 | V |  | API 5L,GR B
269 | REGION 5 | TBBM MALANG | 1303-TFA-PP08/00 | PIPING DISTRIBUTION FUEL PRODUK 4 | 6IN,SCH40 | V |  | API 5L,GR B
280 | REGION 5 | TBBM MALANG | 1303-T01-GV06/00 | GATE VALVE FIRE WATER TO TANK T-01 | 3IN-150PSI | V | CRANE | GATE,ASTM A216 WCB
281 | REGION 5 | TBBM MALANG | 1303-T02-GV06/00 | GATE VALVE FIRE WATER TO TANK T-02 | 3IN-150PSI | V | CRANE | GATE,ASTM A216 WCB
282 | REGION 5 | TBBM MALANG | 1303-T03-GV06/00 | GATE VALVE FIRE WATER TO TANK T-03 | 3IN-150PSI | V | CRANE | GATE,ASTM A216 WCB
283 | REGION 5 | TBBM MALANG | 1303-T04-GV06/00 | GATE VALVE FIRE WATER TO TANK T-04 | 3IN-150PSI | V | CRANE | GATE,ASTM A216 WCB
284 | REGION 5 | TBBM MALANG | 1303-T05-GV06/00 | GATE VALVE FIRE WATER TO TANK T-05 | 3IN-150PSI | V | CRANE | GATE,ASTM A216 WCB
285 | REGION 5 | TBBM MALANG | 1303-T06-GV06/00 | GATE VALVE FIRE WATER TO TANK T-06 | 3IN-150PSI | V | CRANE | GATE,ASTM A216 WCB
286 | REGION 5 | TBBM MALANG | 1303-T07-GV06/00 | GATE VALVE FIRE WATER TO TANK T-07 | 3IN-150PSI | V | KITZ | GATE,ASTM A216 WCB
287 | REGION 5 | TBBM MALANG | 1303-T08-GV06/00 | GATE VALVE FIRE WATER TO TANK T-08 | 3IN-150PSI | V | CRANE | GATE,ASTM A216 WCB
288 | REGION 5 | TBBM MALANG | 1303-T09-GV06/00 | GATE VALVE FIRE WATER TO TANK T-09 | 3IN-150PSI | V | KITZ | GATE,ASTM A216 WCB
289 | REGION 5 | TBBM MALANG | 1303-T10-GV08/00 | GATE VALVE FIRE WATER TO TANK T-10 | 3IN-150PSI | V | CRANE | GATE,ASTM A216 WCB
305 | REGION 5 | TBBM MALANG | 1303-T02-BV01/00 | BALL VALVE FOAM SYSTEM TO TANK T-02 | 4IN-150PSI | V | JC | BALL,ASTM A216 WCB
306 | REGION 5 | TBBM MALANG | 1303-T03-BV01/00 | BALL VALVE FOAM SYSTEM TO TANK T-03 | 4IN-150PSI | V | GLT | BALL,ASTM A216 WCB
307 | REGION 5 | TBBM MALANG | 1303-T04-GV07/00 | GATE VALVE FOAM SYSTEM TO TANK T-04 | 4IN-150PSI | V | CRANE | GATE,ASTM A216 WCB
308 | REGION 5 | TBBM MALANG | 1303-T05-BV01/00 | BALL VALVE FOAM SYSTEM TO TANK T-05 | 4IN-150PSI | V | KITZ | BALL,ASTM A216 WCB
309 | REGION 5 | TBBM MALANG | 1303-T06-BV01/00 | BALL VALVE FOAM SYSTEM TO TANK T-06 | 4IN-150PSI | V | CRANE | BALL,ASTM A216 WCB
310 | REGION 5 | TBBM MALANG | 1303-T07-GV07/00 | GATE VALVE FOAM SYSTEM TO TANK T-07 | 4IN-150PSI | V | FBV | GATE,ASTM A216 WCB
311 | REGION 5 | TBBM MALANG | 1303-T08-BV01/00 | BALL VALVE FOAM SYSTEM TO TANK T-08 | 4IN-150PSI | V | JC | BALL,ASTM A216 WCB
312 | REGION 5 | TBBM MALANG | 1303-T09-BV01/00 | BALL VALVE FOAM SYSTEM TO TANK T-09 | 4IN-150PSI | V | JC | BALL,ASTM A216 WCB
313 | REGION 5 | TBBM MALANG | 1303-T10-BV01/00 | BALL VALVE FOAM SYSTEM TO TANK T-10 | 4IN-150PSI | V | GLT | BALL,ASTM A216 WCB
317 | REGION 5 | TBBM MALANG | 1303-PSU-P01/00 | PUMP PRODUCT P-01 | 500GPM, 11.6M | V | KSB PUMPS LTD | RPH EM 80-280
318 | REGION 5 | TBBM MALANG | 1303-P01-EM01/00 | MOTOR DRIVER PUMP P-01 | 2.982RPM | V | SIEMENS | 1MAO280-2YB90-Z
319 | REGION 5 | TBBM MALANG | 1303-P01-GV01/00 | GATE VALVE SUCTION PUMP P-01 | 6IN-150PSI | V | CRANE | GATE,ASTM A216 WCB
320 | REGION 5 | TBBM MALANG | 1303-P01-GV02/00 | GATE VALVE DISCHARGE PUMP P-01 | 6IN-150PSI | V | CRANE | GATE,ASTM A216 WCB
321 | REGION 5 | TBBM MALANG | 1303-P01-STR01/00 | STRAINER PUMP P-01 | 6IN-150PSI | V | ICKANEV | ASTM A216 WCB
322 | REGION 5 | TBBM MALANG | 1303-P01-CV02/00 | CHECK VALVE DISCHARGE PUMP P-01 | 6IN-150PSI | Y | CRANE | SWING,ASTM A216 WCB
323 | REGION 5 | TBBM MALANG | 1303-P01-PG02/00 | PRESSURE GAUGE OUTLET PUMP P-01 | 0-25KG/CM2 | T | WIKA | KONVENTIONAL
324 | REGION 5 | TBBM MALANG | 1303-P01-PG01/00 | PRESSURE GAUGE INLET PUMP P-01 | 0-40KG/CM2 | T | WIKA | KONVENTIONAL
326 | REGION 5 | TBBM MALANG | 1303-P01-GND01/00 | GROUNDING PUMP P-01 | 50MM,<5OHM | V |  | ROD
327 | REGION 5 | TBBM MALANG | 1303-P01-FL01/00 | FLEXIBLE JOINT SUCTION PUMP P-01 | 4IN-150PSI | T | SINGAFLEX | SSH 1 SINGLE BRAID
328 | REGION 5 | TBBM MALANG | 1303-P01-FL02/00 | FLEXIBLE JOINT DISCHARGE PUMP P-01 | 4IN-150PSI | T | SINGAFLEX | SSH 1 SINGLE BRAID
329 | REGION 5 | TBBM MALANG | 1303-PSU-P02/00 | PUMP PRODUCT P-02 | 500GPM, 11.99M | V | KSB PUMPS LTD | RPH EM 80-280
330 | REGION 5 | TBBM MALANG | 1303-P02-EM01/00 | MOTOR DRIVER PUMP P-02 | 2.982RPM | V | SIEMENS | 1MAO280-2YB90-Z
331 | REGION 5 | TBBM MALANG | 1303-P02-GV01/00 | GATE VALVE SUCTION PUMP P-02 | 4IN-150PSI | V | CRANE | GATE,ASTM A216 WCB
332 | REGION 5 | TBBM MALANG | 1303-P02-GV02/00 | GATE VALVE DISCHARGE PUMP P-02 | 4IN-150PSI | V | CRANE | GATE,ASTM A216 WCB
333 | REGION 5 | TBBM MALANG | 1303-P02-STR01/00 | STRAINER PUMP P-02 | 6IN-150PSI | V | ICKANEV | ASTM A216 WCB
334 | REGION 5 | TBBM MALANG | 1303-P02-CV02/00 | CHECK VALVE DISCHARGE PUMP P-02 | 6IN-150PSI | Y | CRANE | SWING,ASTM A216 WCB
335 | REGION 5 | TBBM MALANG | 1303-P02-PG02/00 | PRESSURE GAUGE,PUMP P-02 | -76-0 CMHG | T | WIKA | KONVENTIONAL
336 | REGION 5 | TBBM MALANG | 1303-P02-PG01/00 | VACUUM GAUGE,PUMP P-02 | 0-25KG/CM2 | T | WIKA | KONVENTIONAL
338 | REGION 5 | TBBM MALANG | 1303-P02-GND01/00 | GROUNDING PUMP P-02 | 50MM,<5OHM | V |  | ROD
339 | REGION 5 | TBBM MALANG | 1303-P02-FL01/00 | FLEXIBLE JOINT SUCTION PUMP P-02 | 4IN-150PSI | T | SINGAFLEX | SSH 1 SINGLE BRAID
340 | REGION 5 | TBBM MALANG | 1303-P02-FL02/00 | FLEXIBLE JOINT DISCHARGE PUMP P-02 | 4IN-150PSI | T | SINGAFLEX | SSH 1 SINGLE BRAID
341 | REGION 5 | TBBM MALANG | 1303-PSU-P03/00 | PUMP PRODUCT P-03 | 256GPM, 32.52M | V | STORK COMPEN | CEN 65-200
342 | REGION 5 | TBBM MALANG | 1303-P03-EM01/00 | MOTOR DRIVER PUMP P-03 | 2.920RPM | V | ACEC | AKG 160 7M02N
343 | REGION 5 | TBBM MALANG | 1303-P03-GV01/00 | GATE VALVE SUCTION PUMP P-03 | 4IN-150PSI | V | CRANE | GATE,ASTM A216 WCB
344 | REGION 5 | TBBM MALANG | 1303-P03-GV02/00 | GATE VALVE DISCHARGE PUMP P-03 | 4IN-150PSI | V | CRANE | GATE,ASTM A216 WCB
345 | REGION 5 | TBBM MALANG | 1303-P03-STR01/00 | STRAINER PUMP P-03 | 6IN-150PSI | V | GLT | ASTM A216 WCB
346 | REGION 5 | TBBM MALANG | 1303-P03-CV02/00 | CHECK VALVE DISCHARGE PUMP P-03 | 6IN-150PSI | Y | CRANE | SWING,ASTM A216 WCB
347 | REGION 5 | TBBM MALANG | 1303-P03-PG02/00 | PRESSURE GAUGE,PUMP P-03 | 0-25KG/CM2 | T | WIKA | KONVENTIONAL
348 | REGION 5 | TBBM MALANG | 1303-P03-PG01/00 | VACUUM GAUGE,PUMP P-03 | -76 TO 0CMHG | T | WIKA | KONVENTIONAL
350 | REGION 5 | TBBM MALANG | 1303-P03-GND01/00 | GROUNDING PUMP P-03 | 50MM,<5OHM | V |  | ROD
351 | REGION 5 | TBBM MALANG | 1303-P03-FL01/00 | FLEXIBLE JOINT SUCTION PUMP P-03 | 4IN-150PSI | T | SINGAFLEX | SSH 1 SINGLE BRAID
352 | REGION 5 | TBBM MALANG | 1303-P03-FL02/00 | FLEXIBLE JOINT DISCHARGE PUMP P-03 | 4IN-150PSI | T | SINGAFLEX | SSH 1 SINGLE BRAID
353 | REGION 5 | TBBM MALANG | 1303-P03-PT01/00 | PRESSURE TRANSMITTER OULET PUMP P-03 | 3.5MPA | T | AZBIL YAMATAKE CORPORATION | GTX60G
354 | REGION 5 | TBBM MALANG | 1303-PSU-P04/00 | PUMP PRODUCT P-04 | 286GPM, 22.71M | V | STORK COMPEN | CEN 65-200
355 | REGION 5 | TBBM MALANG | 1303-P04-EM01/00 | MOTOR DRIVER PUMP P-04 | 2.920RPM | V | ACEC | Y409L355
356 | REGION 5 | TBBM MALANG | 1303-P04-GV01/00 | GATE VALVE SUCTION PUMP P-04 | 4IN-150PSI | V | CRANE | GATE,ASTM A216 WCB
357 | REGION 5 | TBBM MALANG | 1303-P04-GV02/00 | GATE VALVE DISCHARGE PUMP P-04 | 4IN-150PSI | V | CRANE | GATE,ASTM A216 WCB
358 | REGION 5 | TBBM MALANG | 1303-P04-STR01/00 | STRAINER PUMP P-04 | 6IN-150PSI | V | GLT | ASTM A216 WCB
359 | REGION 5 | TBBM MALANG | 1303-P04-CV02/00 | CHECK VALVE DISCHARGE PUMP P-04 | 6IN-150PSI | Y | CRANE | SWING,ASTM A216 WCB
360 | REGION 5 | TBBM MALANG | 1303-P04-PG02/00 | PRESSURE GAUGE,PUMP P-04 | 0-16KG/CM2 | T | WIKA | KONVENTIONAL
361 | REGION 5 | TBBM MALANG | 1303-P04-PG01/00 | VACUUM GAUGE,PUMP P-04 | -76 TO 0CMHG | T | WIKA | KONVENTIONAL
363 | REGION 5 | TBBM MALANG | 1303-P04-GND01/00 | GROUNDING PUMP P-04 | 50MM,<5OHM | V |  | ROD
364 | REGION 5 | TBBM MALANG | 1303-P04-FL01/00 | FLEXIBLE JOINT SUCTION PUMP P-04 | 4IN-150PSI | T | SINGAFLEX | SSH 1 SINGLE BRAID
365 | REGION 5 | TBBM MALANG | 1303-P04-FL02/00 | FLEXIBLE JOINT DISCHARGE PUMP P-04 | 4IN-150PSI | T | SINGAFLEX | SSH 1 SINGLE BRAID
366 | REGION 5 | TBBM MALANG | 1303-PSU-P05/00 | PUMP PRODUCT P-05 | 264GPM, 15.65M | V | STORK COMPEN | SM
367 | REGION 5 | TBBM MALANG | 1303-P05-EM01/00 | MOTOR DRIVER PUMP P-05 | 2.925RPM | V | AEG | AM180MR2EX
368 | REGION 5 | TBBM MALANG | 1303-P05-GV01/00 | GATE VALVE SUCTION PUMP P-05 | 4IN-150PSI | V | CRANE | GATE,ASTM A216 WCB
369 | REGION 5 | TBBM MALANG | 1303-P05-GV02/00 | GATE VALVE DISCHARGE PUMP P-05 | 4IN-150PSI | V | CRANE | GATE,ASTM A216 WCB
370 | REGION 5 | TBBM MALANG | 1303-P05-STR01/00 | STRAINER PUMP P-05 | 6IN-150PSI | V | GLT | ASTM A216 WCB
371 | REGION 5 | TBBM MALANG | 1303-P05-CV02/00 | CHECK VALVE DISCHARGE PUMP P-05 | 6IN-150PSI | Y | CRANE | SWING,ASTM A216 WCB
372 | REGION 5 | TBBM MALANG | 1303-P05-PG02/00 | PRESSURE GAUGE,PUMP P-05 | 0-20KG/CM2 | T | ASHCROFT | KONVENTIONAL
373 | REGION 5 | TBBM MALANG | 1303-P05-PG01/00 | VACUUM GAUGE,PUMP P-05 | 0-20KG/CM2 | T | ASHCROFT | KONVENTIONAL
375 | REGION 5 | TBBM MALANG | 1303-P05-GND01/00 | GROUNDING PUMP P-05 | 50MM,<5OHM | V |  | ROD
376 | REGION 5 | TBBM MALANG | 1303-P05-FL01/00 | FLEXIBLE JOINT SUCTION PUMP P-05 | 4IN-150PSI | T | SINGAFLEX | SSH 1 SINGLE BRAID
377 | REGION 5 | TBBM MALANG | 1303-P05-FL02/00 | FLEXIBLE JOINT DISCHARGE PUMP P-05 | 4IN-150PSI | T | SINGAFLEX | SSH 1 SINGLE BRAID
378 | REGION 5 | TBBM MALANG | 1303-PSU-P06/00 | PUMP PRODUCT P-06 | 286GPM, 17.23M | V | SULZER | ZE 80-2250
379 | REGION 5 | TBBM MALANG | 1303-P06-EM01/00 | MOTOR DRIVER PUMP P-06 | 2.930RPM | V | SIEMENS | D-91056
380 | REGION 5 | TBBM MALANG | 1303-P06-GV01/00 | GATE VALVE SUCTION PUMP P-06 | 4IN-150PSI | V | CRANE | GATE,ASTM A216 WCB
381 | REGION 5 | TBBM MALANG | 1303-P06-GV02/00 | GATE VALVE DISCHARGE PUMP P-06 | 4IN-150PSI | V | CRANE | GATE,ASTM A216 WCB
382 | REGION 5 | TBBM MALANG | 1303-P06-STR01/00 | STRAINER PUMP P-06 | 6IN-150PSI | V | GLT | ASTM A216 WCB
383 | REGION 5 | TBBM MALANG | 1303-P06-CV02/00 | CHECK VALVE DISCHARGE PUMP P-06 | 6IN-150PSI | Y | CRANE | SWING,ASTM A216 WCB
384 | REGION 5 | TBBM MALANG | 1303-P06-PG02/00 | PRESSURE GAUGE,PUMP P-06 | 0-10KG/CM2 | T | WIKA | KONVENTIONAL
385 | REGION 5 | TBBM MALANG | 1303-P06-PG01/00 | VACUUM GAUGE,PUMP P-06 | -1 TO 3KG/CM2 | T | ASHCROFT | KONVENTIONAL
387 | REGION 5 | TBBM MALANG | 1303-P06-GND01/00 | GROUNDING PUMP P-06 | 50MM,<5OHM | V |  | ROD
388 | REGION 5 | TBBM MALANG | 1303-P06-FL01/00 | FLEXIBLE JOINT SUCTION PUMP P-06 | 4IN-150PSI | T | SINGAFLEX | SSH 1 SINGLE BRAID
389 | REGION 5 | TBBM MALANG | 1303-P06-FL02/00 | FLEXIBLE JOINT DISCHARGE PUMP P-06 | 4IN-150PSI | T | SINGAFLEX | SSH 1 SINGLE BRAID
390 | REGION 5 | TBBM MALANG | 1303-PSU-P07/00 | PUMP PRODUCT P-07 | 484GPM, 39.52M | V | SULZER | ZE 80-2250
391 | REGION 5 | TBBM MALANG | 1303-P07-EM01/00 | MOTOR DRIVER PUMP P-07 | 2.975RPM | V | SIEMENS | D-91056 ERLANGEN
392 | REGION 5 | TBBM MALANG | 1303-P07-GV01/00 | GATE VALVE SUCTION PUMP P-07 | 4IN-150PSI | V | CRANE | GATE,ASTM A216 WCB
393 | REGION 5 | TBBM MALANG | 1303-P07-GV02/00 | GATE VALVE DISCHARGE PUMP P-07 | 4IN-150PSI | V | CRANE | GATE,ASTM A216 WCB
394 | REGION 5 | TBBM MALANG | 1303-P07-STR01/00 | STRAINER PUMP P-07 | 6IN-150PSI | V | GLT | ASTM A216 WCB
395 | REGION 5 | TBBM MALANG | 1303-P07-CV02/00 | CHECK VALVE DISCHARGE PUMP P-07 | 6IN-150PSI | Y | CRANE | SWING,ASTM A216 WCB
396 | REGION 5 | TBBM MALANG | 1303-P07-PG02/00 | PRESSURE GAUGE,PUMP P-07 | 0-16KG/CM2 | T | ASHCROFT | KONVENTIONAL
397 | REGION 5 | TBBM MALANG | 1303-P07-PG01/00 | VACUUM GAUGE,PUMP P-07 | -1 TO 3KG/CM2 | T | ASHCROFT | KONVENTIONAL
399 | REGION 5 | TBBM MALANG | 1303-P07-GND01/00 | GROUNDING PUMP P-07 | 50MM,<5OHM | V |  | ROD
400 | REGION 5 | TBBM MALANG | 1303-P07-FL01/00 | FLEXIBLE JOINT SUCTION PUMP P-07 | 4IN-150PSI | T | SINGAFLEX | SSH 1 SINGLE BRAID
401 | REGION 5 | TBBM MALANG | 1303-P07-FL02/00 | FLEXIBLE JOINT DISCHARGE PUMP P-07 | 4IN-150PSI | T | SINGAFLEX | SSH 1 SINGLE BRAID
402 | REGION 5 | TBBM MALANG | 1303-PSU-P08/00 | PUMP PRODUCT P-08 | 500GPM, 68.62M | V | GOULDS PUMP | 3196
403 | REGION 5 | TBBM MALANG | 1303-P08-EM01/00 | MOTOR DRIVER PUMP P-08 | 1.500RPM | V | ABB | 1623376-3
404 | REGION 5 | TBBM MALANG | 1303-P08-GV01/00 | GATE VALVE SUCTION PUMP P-08 | 4IN-150PSI | V | CRANE | GATE,ASTM A216 WCB
405 | REGION 5 | TBBM MALANG | 1303-P08-GV02/00 | GATE VALVE DISCHARGE PUMP P-08 | 4IN-150PSI | V | CRANE | GATE,ASTM A216 WCB
406 | REGION 5 | TBBM MALANG | 1303-P08-STR01/00 | STRAINER PUMP P-08 | 6IN-150PSI | V | GLT | ASTM A216 WCB
407 | REGION 5 | TBBM MALANG | 1303-P08-CV02/00 | CHECK VALVE DISCHARGE PUMP P-08 | 6IN-150PSI | Y | CRANE | SWING,ASTM A216 WCB
408 | REGION 5 | TBBM MALANG | 1303-P08-PG02/00 | PRESSURE GAUGE,PUMP P-08 | -75 TO 0KG/CM2 | T | WIKA | KONVENTIONAL
409 | REGION 5 | TBBM MALANG | 1303-P08-PG01/00 | VACUUM GAUGE,PUMP P-08 | 0-25KG/CM2 | T | WIKA | KONVENTIONAL
411 | REGION 5 | TBBM MALANG | 1303-P08-GND01/00 | GROUNDING PUMP P-08 | 50MM,<5OHM | V |  | ROD
412 | REGION 5 | TBBM MALANG | 1303-P08-FL01/00 | FLEXIBLE JOINT SUCTION PUMP P-08 | 4IN-150PSI | T | SINGAFLEX | SSH 1 SINGLE BRAID
413 | REGION 5 | TBBM MALANG | 1303-P08-FL02/00 | FLEXIBLE JOINT DISCHARGE PUMP P-08 | 4IN-150PSI | T | SINGAFLEX | SSH 1 SINGLE BRAID
414 | REGION 5 | TBBM MALANG | 1303-PSU-P09/00 | PUMP PRODUCT P-09 | 484GPM ,57.05M | V | SULZER | ZE100-2250
415 | REGION 5 | TBBM MALANG | 1303-P09-EM01/00 | MOTOR DRIVER PUMP P-09 | 2.930RPM | V | SIEMENS | 1MAO 280-2YB90-Z
416 | REGION 5 | TBBM MALANG | 1303-P09-GV01/00 | GATE VALVE SUCTION PUMP P-09 | 4IN-150PSI | V | TOYO | GATE,ASTM A216 WCB
417 | REGION 5 | TBBM MALANG | 1303-P09-GV02/00 | GATE VALVE DISCHARGE PUMP P-09 | 4IN-150PSI | V | TOYO | GATE,ASTM A216 WCB
418 | REGION 5 | TBBM MALANG | 1303-P09-STR01/00 | STRAINER PUMP P-09 | 6IN-150PSI | V | GLT | ASTM A216 WCB
419 | REGION 5 | TBBM MALANG | 1303-P09-CV02/00 | CHECK VALVE DISCHARGE PUMP P-09 | 6IN-150PSI | Y | CRANE | SWING,ASTM A216 WCB
420 | REGION 5 | TBBM MALANG | 1303-P09-PG02/00 | PRESSURE GAUGE,PUMP P-09 | 0-10KG/CM2 | T | WIKA | KONVENTIONAL
421 | REGION 5 | TBBM MALANG | 1303-P09-PG01/00 | VACUUM GAUGE,PUMP P-09 | -76 TO 0KG/CM2 | T | WIKA | KONVENTIONAL
423 | REGION 5 | TBBM MALANG | 1303-P09-GND01/00 | GROUNDING PUMP P-09 | 50MM,<5OHM | V |  | ROD
424 | REGION 5 | TBBM MALANG | 1303-P09-FL01/00 | FLEXIBLE JOINT SUCTION PUMP P-09 | 4IN-150PSI | T | SINGAFLEX | SSH 1 SINGLE BRAID
425 | REGION 5 | TBBM MALANG | 1303-P09-FL02/00 | FLEXIBLE JOINT DISCHARGE PUMP P-09 | 4IN-150PSI | T | SINGAFLEX | SSH 1 SINGLE BRAID
426 | REGION 5 | TBBM MALANG | 1303-PSU-P10/00 | PUMP PRODUCT P-10 | 500GPM, 27.69M | V | KSB PUMPS LTD | RPH S6 100-230B
427 | REGION 5 | TBBM MALANG | 1303-P10-EM01/00 | MOTOR DRIVER PUMP P-10 | 2.944RPM | V | ABB | 890995-3
428 | REGION 5 | TBBM MALANG | 1303-P10-GV01/00 | GATE VALVE SUCTION PUMP P-10 | 4IN-150PSI | V | SUFA | GATE,ASTM A216 WCB
429 | REGION 5 | TBBM MALANG | 1303-P10-GV02/00 | GATE VALVE DISCHARGE PUMP P-10 | 4IN-150PSI | V | SUFA | GATE,ASTM A216 WCB
430 | REGION 5 | TBBM MALANG | 1303-P10-STR01/00 | STRAINER PUMP P-10 | 6IN-150PSI | V | GLT | ASTM A216 WCB
431 | REGION 5 | TBBM MALANG | 1303-P10-CV02/00 | CHECK VALVE DISCHARGE PUMP P-10 | 6IN-150PSI | Y | CRANE | SWING,ASTM A216 WCB
432 | REGION 5 | TBBM MALANG | 1303-P10-PG02/00 | PRESSURE GAUGE,PUMP P-10 | 0-16KG/CM2 | T | ASHCROFT | KONVENTIONAL
433 | REGION 5 | TBBM MALANG | 1303-P10-PG01/00 | VACUUM GAUGE,PUMP P-10 | -1 TO 3KG/CM2 | T | ASHCROFT | KONVENTIONAL
435 | REGION 5 | TBBM MALANG | 1303-P10-GND01/00 | GROUNDING PUMP P-10 | 50MM,<5OHM | V |  | ROD
436 | REGION 5 | TBBM MALANG | 1303-P10-FL01/00 | FLEXIBLE JOINT SUCTION PUMP P-10 | 4IN-150PSI | T | SINGAFLEX | SSH 1 SINGLE BRAID
437 | REGION 5 | TBBM MALANG | 1303-P10-FL02/00 | FLEXIBLE JOINT DISCHARGE PUMP P-10 | 4IN-150PSI | T | SINGAFLEX | SSH 1 SINGLE BRAID
438 | REGION 5 | TBBM MALANG | 1303-PSU-P11/00 | PUMP PRODUCT P-11 | 286GPM, 30.07M | V | STORK COMPEN | CEM 65-200
439 | REGION 5 | TBBM MALANG | 1303-P11-EM01/00 | MOTOR DRIVER PUMP P-11 | 2910RPM | V | ACEC | AKG 180 7M02N
440 | REGION 5 | TBBM MALANG | 1303-P11-GV01/00 | GATE VALVE SUCTION PUMP P-11 | 4IN-150PSI | V | CRANE | GATE,ASTM A216 WCB
441 | REGION 5 | TBBM MALANG | 1303-P11-GV02/00 | GATE VALVE DISCHARGE PUMP P-11 | 4IN-150PSI | V | CRANE | GATE,ASTM A216 WCB
442 | REGION 5 | TBBM MALANG | 1303-P11-STR01/00 | STRAINER PUMP P-11 | 6IN-150PSI | V | GLT | ASTM A216 WCB
443 | REGION 5 | TBBM MALANG | 1303-P11-CV02/00 | CHECK VALVE DISCHARGE PUMP P-11 | 6IN-150PSI | Y | CRANE | SWING,ASTM A216 WCB
444 | REGION 5 | TBBM MALANG | 1303-P11-PG02/00 | PRESSURE GAUGE,PUMP P-11 | 0-16KG/CM2 | T | ASHCROFT | KONVENTIONAL
445 | REGION 5 | TBBM MALANG | 1303-P11-PG01/00 | VACUUM GAUGE,PUMP P-11 | -1 TO 3KG/CM2 | T | ASHCROFT | KONVENTIONAL
447 | REGION 5 | TBBM MALANG | 1303-P11-GND01/00 | GROUNDING PUMP P-11 | 50MM,<5OHM | V |  | ROD
448 | REGION 5 | TBBM MALANG | 1303-P11-FL01/00 | FLEXIBLE JOINT SUCTION PUMP P-11 | 4IN-150PSI | T | SINGAFLEX | SSH 1 SINGLE BRAID
449 | REGION 5 | TBBM MALANG | 1303-P11-FL02/00 | FLEXIBLE JOINT DISCHARGE PUMP P-11 | 4IN-150PSI | T | SINGAFLEX | SSH 1 SINGLE BRAID
450 | REGION 5 | TBBM MALANG | 1303-PSU-P12/00 | PUMP PRODUCT P-12 | 484GPM, 73.47M | V | SULZER | ZE80-2250
451 | REGION 5 | TBBM MALANG | 1303-P12-EM01/00 | MOTOR DRIVER PUMP P-12 | 2975RPM | V | SIEMENS | AE 132 SB
452 | REGION 5 | TBBM MALANG | 1303-P12-GV01/00 | GATE VALVE SUCTION PUMP P-12 | 4IN-150PSI | V | GLT | GATE,ASTM A216 WCB
453 | REGION 5 | TBBM MALANG | 1303-P12-GV02/00 | GATE VALVE DISCHARGE PUMP P-12 | 4IN-150PSI | V | GLT | GATE,ASTM A216 WCB
454 | REGION 5 | TBBM MALANG | 1303-P12-STR01/00 | STRAINER PUMP P-12 | 6IN-150PSI | V | GLT | ASTM A216 WCB
455 | REGION 5 | TBBM MALANG | 1303-P12-CV02/00 | CHECK VALVE DISCHARGE PUMP P-12 | 6IN-150PSI | Y | CRANE | SWING,ASTM A216 WCB
456 | REGION 5 | TBBM MALANG | 1303-P12-PG02/00 | PRESSURE GAUGE,PUMP P-12 | 0-16KG/CM2 | T | ASHCROFT | KONVENTIONAL
457 | REGION 5 | TBBM MALANG | 1303-P12-PG01/00 | VACUUM GAUGE,PUMP P-12 | 0-16KG/CM2 | T | ASHCROFT | KONVENTIONAL
459 | REGION 5 | TBBM MALANG | 1303-P12-GND01/00 | GROUNDING PUMP P-12 | 50MM,<5OHM | V |  | ROD
460 | REGION 5 | TBBM MALANG | 1303-P12-FL01/00 | FLEXIBLE JOINT SUCTION PUMP P-12 | 4IN-150PSI | T | SINGAFLEX | SSH 1 SINGLE BRAID
461 | REGION 5 | TBBM MALANG | 1303-P12-FL02/00 | FLEXIBLE JOINT DISCHARGE PUMP P-12 | 4IN-150PSI | T | SINGAFLEX | SSH 1 SINGLE BRAID
462 | REGION 5 | TBBM MALANG | 1303-PSU-P13/00 | PUMP PRODUCT P-13 | 500GPGM, 48.17M | V | SULZER | ZE 100-2200
463 | REGION 5 | TBBM MALANG | 1303-P13-EM01/00 | MOTOR DRIVER PUMP P-13 | 2940RPM | V | SIEMENS | D-91056 ERLANGEN
464 | REGION 5 | TBBM MALANG | 1303-P13-GV01/00 | GATE VALVE SUCTION PUMP P-13 | 4IN-150PSI | V | CRANE | GATE,ASTM A216 WCB
465 | REGION 5 | TBBM MALANG | 1303-P13-GV02/00 | GATE VALVE DISCHARGE PUMP P-13 | 4IN-150PSI | V | CRANE | GATE,ASTM A216 WCB
466 | REGION 5 | TBBM MALANG | 1303-P13-STR01/00 | STRAINER PUMP P-13 | 6IN-150PSI | V | GLT | ASTM A216 WCB
467 | REGION 5 | TBBM MALANG | 1303-P13-CV02/00 | CHECK VALVE DISCHARGE PUMP P-13 | 6IN-150PSI | Y | CRANE | SWING,ASTM A216 WCB
468 | REGION 5 | TBBM MALANG | 1303-P13-PG02/00 | PRESSURE GAUGE,PUMP P-13 | 0-16KG/CM2 | T | ASHCROFT | KONVENTIONAL
469 | REGION 5 | TBBM MALANG | 1303-P13-PG01/00 | VACUUM GAUGE,PUMP P-13 | -1 TO 3KG/CM2 | T | ASHCROFT | KONVENTIONAL
471 | REGION 5 | TBBM MALANG | 1303-P13-GND01/00 | GROUNDING PUMP P-13 | 50MM,<5OHM | V |  | ROD
472 | REGION 5 | TBBM MALANG | 1303-P13-FL01/00 | FLEXIBLE JOINT SUCTION PUMP P-13 | 4IN-150PSI | T | SINGAFLEX | SSH 1 SINGLE BRAID
473 | REGION 5 | TBBM MALANG | 1303-P13-FL02/00 | FLEXIBLE JOINT DISCHARGE PUMP P-13 | 4IN-150PSI | T | SINGAFLEX | SSH 1 SINGLE BRAID
474 | REGION 5 | TBBM MALANG | 1303-P01-PP01/00 | PIPING INLET PUMP P-01 | 6IN,SCH40 | V |  | API 5L,GR B
475 | REGION 5 | TBBM MALANG | 1303-P01-PP02/00 | PIPING OUTLET PUMP P-01 | 6IN,SCH40 | V |  | API 5L,GR B
476 | REGION 5 | TBBM MALANG | 1303-P02-PP01/00 | PIPING INLET PUMP P-02 | 6IN,SCH40 | V |  | API 5L,GR B
477 | REGION 5 | TBBM MALANG | 1303-P02-PP02/00 | PIPING OUTLET PUMP P-02 | 6IN,SCH40 | V |  | API 5L,GR B
478 | REGION 5 | TBBM MALANG | 1303-P03-PP01/00 | PIPING INLET PUMP P-03 | 6IN,SCH40 | T |  | API 5L,GR B
479 | REGION 5 | TBBM MALANG | 1303-P03-PP02/00 | PIPING OUTLET PUMP P-03 | 6IN,SCH40 | T |  | API 5L,GR B
480 | REGION 5 | TBBM MALANG | 1303-P04-PP01/00 | PIPING INLET PUMP P-04 | 6IN,SCH40 | T |  | API 5L,GR B
481 | REGION 5 | TBBM MALANG | 1303-P04-PP02/00 | PIPING OUTLET PUMP P-04 | 6IN,SCH40 | T |  | API 5L,GR B
482 | REGION 5 | TBBM MALANG | 1303-P05-PP01/00 | PIPING INLET PUMP P-05 | 6IN,SCH40 | V |  | API 5L,GR B
483 | REGION 5 | TBBM MALANG | 1303-P05-PP02/00 | PIPING OUTLET PUMP P-05 | 6IN,SCH40 | V |  | API 5L,GR B
484 | REGION 5 | TBBM MALANG | 1303-P06-PP01/00 | PIPING INLET PUMP P-06 | 6IN,SCH40 | V |  | API 5L,GR B
485 | REGION 5 | TBBM MALANG | 1303-P06-PP02/00 | PIPING OUTLET PUMP P-06 | 6IN,SCH40 | V |  | API 5L,GR B
486 | REGION 5 | TBBM MALANG | 1303-P07-PP01/00 | PIPING INLET PUMP P-07 | 6IN,SCH40 | V |  | API 5L,GR B
487 | REGION 5 | TBBM MALANG | 1303-P07-PP02/00 | PIPING OUTLET PUMP P-07 | 6IN,SCH40 | V |  | API 5L,GR B
488 | REGION 5 | TBBM MALANG | 1303-P08-PP01/00 | PIPING INLET PUMP P-08 | 6IN,SCH40 | T |  | API 5L,GR B
489 | REGION 5 | TBBM MALANG | 1303-P08-PP02/00 | PIPING OUTLET PUMP P-08 | 6IN,SCH40 | T |  | API 5L,GR B
490 | REGION 5 | TBBM MALANG | 1303-P09-PP01/00 | PIPING INLET PUMP P-09 | 6IN,SCH40 | V |  | API 5L,GR B
491 | REGION 5 | TBBM MALANG | 1303-P09-PP02/00 | PIPING OUTLET PUMP P-09 | 6IN,SCH40 | V |  | API 5L,GR B
492 | REGION 5 | TBBM MALANG | 1303-P10-PP01/00 | PIPING INLET PUMP P-10 | 6IN,SCH40 | V |  | API 5L,GR B
493 | REGION 5 | TBBM MALANG | 1303-P10-PP02/00 | PIPING OUTLET PUMP P-10 | 6IN,SCH40 | V |  | API 5L,GR B
494 | REGION 5 | TBBM MALANG | 1303-P11-PP01/00 | PIPING INLET PUMP P-11 | 6IN,SCH40 | T |  | API 5L,GR B
495 | REGION 5 | TBBM MALANG | 1303-P11-PP02/00 | PIPING OUTLET PUMP P-11 | 6IN,SCH40 | T |  | API 5L,GR B
496 | REGION 5 | TBBM MALANG | 1303-P12-PP01/00 | PIPING INLET PUMP P-12 | 6IN,SCH40 | V |  | API 5L,GR B
497 | REGION 5 | TBBM MALANG | 1303-P12-PP02/00 | PIPING OUTLET PUMP P-12 | 6IN,SCH40 | V |  | API 5L,GR B
498 | REGION 5 | TBBM MALANG | 1303-P13-PP01/00 | PIPING INLET PUMP P-13 | 6IN,SCH40 | T |  | API 5L,GR B
499 | REGION 5 | TBBM MALANG | 1303-P13-PP02/00 | PIPING OUTLET PUMP P-13 | 6IN,SCH40 | T |  | API 5L,GR B
500 | REGION 5 | TBBM MALANG | 1303-PSU-PP01/00 | PIPING DISTRIBUTION FUEL PERTALITE | 10IN,SCH40 | V |  | API 5L,GR B
501 | REGION 5 | TBBM MALANG | 1303-PSU-PP02/00 | PIPING DISTRIBUTION FUEL PERTAMAX | 10IN,SCH40 | V |  | API 5L,GR B
502 | REGION 5 | TBBM MALANG | 1303-PSU-PP03/00 | PIPING DISTRIBUTION FUEL BIOSOLAR | 10IN,SCH40 | V |  | API 5L,GR B
503 | REGION 5 | TBBM MALANG | 1303-PSU-PP04/00 | PIPING DISTRIBUTION FUEL PERTADEX | 6IN,SCH40 | V |  | API 5L,GR B
504 | REGION 5 | TBBM MALANG | 1303-RF3-PP04/00 | PIPING RECEIVING FUEL PERTALITE | 6IN,SCH40 |  |  | API 5L,GR B
505 | REGION 5 | TBBM MALANG | 1303-RF3-PP05/00 | PIPING RECEIVING FUEL PERTAMAX | 6IN,SCH40 |  |  | API 5L,GR B
506 | REGION 5 | TBBM MALANG | 1303-RF3-PP06/00 | PIPING RECEIVING FUEL BIOSOLAR | 6IN,SCH40 |  |  | API 5L,GR B
507 | REGION 5 | TBBM MALANG | 1303-RF4-PP02/00 | PIPING RECEIVING FUEL PERTADEX | 6IN,SCH40 |  |  | API 5L,GR B
508 | REGION 5 | TBBM MALANG | 1303-PSU-GV01/00 | GATE VALVE MAIN PRODUK FROM TANK PL | 10IN-150PSI | V | KITZ | GATE,ASTM A216 WCB
509 | REGION 5 | TBBM MALANG | 1303-PSU-GV02/00 | GATE VALVE MAIN PRODUK FROM TANK PX | 10IN-150PSI | V | GLT | GATE,ASTM A216 WCB
510 | REGION 5 | TBBM MALANG | 1303-PSU-GV03/00 | GATE VALVE MAIN PRODUK FROM TANK BIO | 10IN-150PSI | V | GLT | GATE,ASTM A216 WCB
511 | REGION 5 | TBBM MALANG | 1303-PSU-GV19/00 | GATE VALVE P01 TO PERTALITE HEADER | 6IN-150PSI | V | GLT | GATE,ASTM A216 WCB
512 | REGION 5 | TBBM MALANG | 1303-PSU-GV21/00 | GATE VALVE P01 TO PERTALITE HEADER | 6IN-150PSI | V | CRANE | GATE,ASTM A216 WCB
513 | REGION 5 | TBBM MALANG | 1303-PSU-GV23/00 | GATE VALVE P02 TO PERTALITE HEADER | 6IN-150PSI | V | CRANE | GATE,ASTM A216 WCB
514 | REGION 5 | TBBM MALANG | 1303-PSU-GV25/00 | GATE VALVE BY PASS P02 TO P01 | 6IN-150PSI | V | DIKKERS | GATE,ASTM A216 WCB
515 | REGION 5 | TBBM MALANG | 1303-PSU-GV26/00 | GATE VALVE BY PASS P02 TO P03 | 6IN-150PSI | V | CRANE | GATE,ASTM A216 WCB
516 | REGION 5 | TBBM MALANG | 1303-PSU-GV34/00 | GATE VALVE BYPASS P05 TO PERTADEX HEADER | 6IN-150PSI | V | GLT | GATE,ASTM A216 WCB
517 | REGION 5 | TBBM MALANG | 1303-PSU-GV37/00 | GATE VALVE BY PASS P05 TO P07 | 6IN-150PSI | V | CRANE | GATE,ASTM A216 WCB
518 | REGION 5 | TBBM MALANG | 1303-PSU-GV39/00 | GATE VALVE P06 TO BIOSOLAR HEADER | 6IN-150PSI | V | CRANE | GATE,ASTM A216 WCB
519 | REGION 5 | TBBM MALANG | 1303-PSU-GV41/00 | GATE VALVE P07 TO BIOSOLAR HEADER | 6IN-150PSI | V | CRANE | GATE,ASTM A216 WCB
520 | REGION 5 | TBBM MALANG | 1303-PSU-GV50/00 | GATE VALVE PERTAMAX HEADER TO P10 | 6IN-150PSI | V | KITZ | GATE,ASTM A216 WCB
521 | REGION 5 | TBBM MALANG | 1303-PSU-GV52/00 | GATE VALVE P10 TO PERTAMAX HEADER | 6IN-150PSI | V | ALFA VALVES INDONESIA | GATE,ASTM A216 WCB
522 | REGION 5 | TBBM MALANG | 1303-PSU-GV53/00 | GATE VALVE PERTAMAX HEADER TO P12 | 6IN-150PSI | V | CRANE | GATE,ASTM A216 WCB
523 | REGION 5 | TBBM MALANG | 1303-PSU-GV54/00 | GATE VALVE FROM HEADER PERTALITE | 6IN-150PSI | V | CRANE | GATE,ASTM A216 WCB
524 | REGION 5 | TBBM MALANG | 1303-PSU-GV55/00 | GATE VALVE FROM HEADER PERTAMAX | 6IN-150PSI | V | CRANE | GATE,ASTM A216 WCB
525 | REGION 5 | TBBM MALANG | 1303-PSU-GV56/00 | GATE VALVE TO HEADER PERTAMAX | 6IN-150PSI | V | CRANE | GATE,ASTM A216 WCB
526 | REGION 5 | TBBM MALANG | 1303-PSU-GV61/00 | GATE VALVE IN,PIPE REC PROD 4,P13 | 6IN-150PSI | V | CRANE | GATE,ASTM A216 WCB
527 | REGION 5 | TBBM MALANG | 1303-PSU-GV63/00 | GATE VALVE OUT,PIPE REC PROD 4,P13 | 6IN-150PSI | V | CRANE | GATE,ASTM A216 WCB
528 | REGION 5 | TBBM MALANG | 1303-PSU-GV46/00 | GATE VALVE PERTAMAX HEADER TO P09 | 6IN-150PSI | V | CRANE | GATE,ASTM A216 WCB
529 | REGION 5 | TBBM MALANG | 1303-PSU-GV48/00 | GATE VALVE P09 TO PERTAMAX HEADER | 6IN-150PSI | V | KITZ | GATE,ASTM A216 WCB
530 | REGION 5 | TBBM MALANG | 1303-PSU-GV18/00 | GATE VALVE PERTALITE HEADER TO P01 | 6IN-150PSI | V | GLT | GATE,ASTM A216 WCB
531 | REGION 5 | TBBM MALANG | 1303-PSU-GV20/00 | GATE VALVE P01 TO PERTALITE HEADER | 6IN-150PSI | V | CRANE | GATE,ASTM A216 WCB
532 | REGION 5 | TBBM MALANG | 1303-PSU-GV22/00 | GATE VALVE PERTALITE HEADER TO P02 | 6IN-150PSI | V | KSB | GATE,ASTM A216 WCB
533 | REGION 5 | TBBM MALANG | 1303-PSU-GV24/00 | GATE VALVE P02 TO PERTALITE HEADER | 6IN-150PSI | V | DIKKERS | GATE,ASTM A216 WCB
534 | REGION 5 | TBBM MALANG | 1303-PSU-GV27/00 | GATE VALVE PERTALITE HEADER TO P03 | 6IN-150PSI | V | KITZ | GATE,ASTM A216 WCB
535 | REGION 5 | TBBM MALANG | 1303-PSU-GV28/00 | GATE VALVE BY PASS P03 TO P02 | 6IN-150PSI | V | CRANE | GATE,ASTM A216 WCB
536 | REGION 5 | TBBM MALANG | 1303-PSU-GV29/00 | GATE VALVE PERTALITE HEADER TO P04 | 6IN-150PSI | V | CRANE | GATE,ASTM A216 WCB
537 | REGION 5 | TBBM MALANG | 1303-PSU-GV30/00 | GATE VALVE P04 TO P03 | 6IN-150PSI | V | GLT | GATE,ASTM A216 WCB
538 | REGION 5 | TBBM MALANG | 1303-PSU-GV31/00 | GATE VALVE BY PASS P04 TO P03 | 6IN-150PSI | V | CRANE | GATE,ASTM A216 WCB
539 | REGION 5 | TBBM MALANG | 1303-PSU-GV33/00 | GATE VALVE P05 TO PERTADEX HEADER | 6IN-150PSI | V | CRANE | GATE,ASTM A216 WCB
540 | REGION 5 | TBBM MALANG | 1303-PSU-GV32/00 | GATE VALVE PERTADEX HEADER TO P05 | 6IN-150PSI | V | GLT | GATE,ASTM A216 WCB
541 | REGION 5 | TBBM MALANG | 1303-PSU-GV35/00 | GATE VALVE P06 TO P05 | 6IN-150PSI | V | CRANE | GATE,ASTM A216 WCB
542 | REGION 5 | TBBM MALANG | 1303-PSU-GV36/00 | GATE VALVE BIOSOLAR HEADER TO P06 | 6IN-150PSI | V | CRANE | GATE,ASTM A216 WCB
543 | REGION 5 | TBBM MALANG | 1303-PSU-GV38/00 | GATE VALVE P06 TO BIOSOLAR HEADER | 6IN-150PSI | V | CRANE | GATE,ASTM A216 WCB
544 | REGION 5 | TBBM MALANG | 1303-PSU-GV40/00 | GATE VALVE BIOSOLAR HEADER TO P07 | 6IN-150PSI | V | CRANE | GATE,ASTM A216 WCB
545 | REGION 5 | TBBM MALANG | 1303-PSU-GV42/00 | GATE VALVE P07 TO BIOSOLAR HEADER | 6IN-150PSI | V | JC | GATE,ASTM A216 WCB
546 | REGION 5 | TBBM MALANG | 1303-PSU-GV43/00 | GATE VALVE BIOSOLAR HEADER TO P08 | 6IN-150PSI | V | GLT | GATE,ASTM A216 WCB
547 | REGION 5 | TBBM MALANG | 1303-PSU-GV44/00 | GATE VALVE P08 TO BIOSOLAR HEADER | 6IN-150PSI | V | CRANE | GATE,ASTM A216 WCB
548 | REGION 5 | TBBM MALANG | 1303-PSU-GV45/00 | GATE VALVE PERTAMAX HEADER TO P09 | 6IN-150PSI | V | CRANE | GATE,ASTM A216 WCB
549 | REGION 5 | TBBM MALANG | 1303-PSU-GV47/00 | GATE VALVE P09 TO PERTAMAX HEADER | 6IN-150PSI | V | CRANE | GATE,ASTM A216 WCB
550 | REGION 5 | TBBM MALANG | 1303-PSU-GV57/00 | GATE VALVE TO HEADER PERTALITE | 6IN-150PSI | V | CRANE | GATE,ASTM A216 WCB
551 | REGION 5 | TBBM MALANG | 1303-PSU-GV58/00 | GATE VALVE P12 TO HEADER PERTALITE | 6IN-150PSI | V | CRANE | GATE,ASTM A216 WCB
552 | REGION 5 | TBBM MALANG | 1303-PSU-GV59/00 | GATE VALVE P12 TO HEADER PERTAMAX | 6IN-150PSI | V | CRANE | GATE,ASTM A216 WCB
553 | REGION 5 | TBBM MALANG | 1303-PSU-GV60/00 | GATE VALVE IN,PIPE DIST PROD 4,P13 | 6IN-150PSI | V | CRANE | GATE,ASTM A216 WCB
554 | REGION 5 | TBBM MALANG | 1303-PSU-GV62/00 | GATE VALVE OUT,PIPE DIST PROD 4,P13 | 6IN-150PSI | V | CRANE | GATE,ASTM A216 WCB
555 | REGION 5 | TBBM MALANG | 1303-PSU-GV49/00 | GATE VALVE PERTAMAX HEADER TO P10 | 6IN-150PSI | V | CRANE | GATE,ASTM A216 WCB
556 | REGION 5 | TBBM MALANG | 1303-PSU-GV51/00 | GATE VALVE P10 TO PERTAMAX HEADER | 6IN-150PSI | V | CRANE | GATE,ASTM A216 WCB
557 | REGION 5 | TBBM MALANG | 1303-PSU-GV08/00 | GATE VALVE TO TANK PERTALITE | 10IN-150PSI | V | KITZ | GATE,ASTM A216 WCB
558 | REGION 5 | TBBM MALANG | 1303-PSU-GV10/00 | GATE VALVE FROM PUMP TO TANK PERTAMAX | 6IN-150PSI | V | KITZ | GATE,ASTM A216 WCB
559 | REGION 5 | TBBM MALANG | 1303-PSU-GV12/00 | GATE VALVE FROM RECEIV TO PUMP BIOSOLAR | 6IN-150PSI | V | KITZ | GATE,ASTM A216 WCB
560 | REGION 5 | TBBM MALANG | 1303-PSU-GV09/00 | GATE VALVE FROM RECEIV TO PUMP PERTAMAX | 6IN-150PSI | V | GLT | GATE,ASTM A216 WCB
561 | REGION 5 | TBBM MALANG | 1303-PSU-STR01/00 | STRAINER FROM REC TO PUMP PERTALITE | 6IN-150PSI | V | CRANE | ASTM A216 WCB
562 | REGION 5 | TBBM MALANG | 1303-PSU-GV04/00 | GATE VALVE FROM REC TO PUMP PERTALITE | 6IN-150PSI | V | CRANE | GATE,ASTM A216 WCB
563 | REGION 5 | TBBM MALANG | 1303-PSU-GV05/00 | GATE VALVE ISOTANK AND RTW REC PERTALITE | 6IN-150PSI | V | GLT | GATE,ASTM A216 WCB
564 | REGION 5 | TBBM MALANG | 1303-PSU-GV06/00 | GATE VALVE FROM ISOTANK AND RTW REC | 6IN-150PSI | V | GLT | GATE,ASTM A216 WCB
565 | REGION 5 | TBBM MALANG | 1303-PSU-GV07/00 | GATE VALVE TO PUMP PERTALITE | 6IN-150PSI | V | GLT | GATE,ASTM A216 WCB
566 | REGION 5 | TBBM MALANG | 1303-PSU-STR02/00 | STRAINER FROM REC TO PUMP PERTAMAX | 6IN-150PSI | V |  | ASTM A216 WCB
567 | REGION 5 | TBBM MALANG | 1303-PSU-GV11/00 | GATE VALVE FROM RECEIV TO PUMP BIOSOLAR | 6IN-150PSI | V | CRANE | GATE,ASTM A216 WCB
568 | REGION 5 | TBBM MALANG | 1303-PSU-STR03/00 | STRAINER FROM REC TO PUMP BIOSOLAR | 6IN-150PSI | V | CRANE | ASTM A216 WCB
569 | REGION 5 | TBBM MALANG | 1303-PSU-STR04/00 | STRAINER FROM REC TO PUMP PERTADEX | 6IN-150PSI | V |  | ASTM A216 WCB
570 | REGION 5 | TBBM MALANG | 1303-PSU-GV13/00 | GATE VALVE FROM REC TO PUMP PERTADEX | 6IN-150PSI | V | GLT | GATE,ASTM A216 WCB
571 | REGION 5 | TBBM MALANG | 1303-PSU-GV14/00 | GATE VALVE FROM RECEIV TO PUMP PERTADEX | 6IN-150PSI | V | CRANE | GATE,ASTM A216 WCB
572 | REGION 5 | TBBM MALANG | 1303-PSU-GV15/00 | GATE VALVE FRM PUMP PERTADEX TO FILLSHED | 6IN-150PSI | V | KITZ | GATE,ASTM A216 WCB
573 | REGION 5 | TBBM MALANG | 1303-PSU-GV16/00 | GATE VALVE FROM TANK PERTADEX | 6IN-150PSI | V | KITZ | GATE,ASTM A216 WCB
574 | REGION 5 | TBBM MALANG | 1303-PSU-GV17/00 | GATE VALVE TO TANK PERTADEX | 6IN-150PSI | V | GLT | GATE,ASTM A216 WCB
575 | REGION 5 | TBBM MALANG | 1303-PSU-CV01/00 | CHECK VALVE FROM REC TO PUMP PERTALITE | 6IN-150PSI | Y | CRANE | SWING,ASTM A216 WCB
576 | REGION 5 | TBBM MALANG | 1303-PSU-CV02/00 | CHECK VALVE FROM REC TO PUMP PERTAMAX | 6IN-150PSI | Y | CRANE | SWING,ASTM A216 WCB
577 | REGION 5 | TBBM MALANG | 1303-PSU-CV03/00 | CHECK VALVE FROM REC TO PUMP BIOSOLAR | 6IN-150PSI | Y | CRANE | SWING,ASTM A216 WCB
578 | REGION 5 | TBBM MALANG | 1303-PSU-CV04/00 | CHECK VALVE FROM REC TO PUMP PERTADEX | 6IN-150PSI | Y | CRANE | SWING,ASTM A216 WCB
580 | REGION 5 | TBBM MALANG | 1303-PSU-DV01/00 | DELUGE VALVE FOAM SYSTEM PUMP STATION 01 | 4IN-150PSI | V | SATAM | AC16 | 15130BJ
582 | REGION 5 | TBBM MALANG | 1303-RF1-PP01/00 | PIPING RECEIVING RTW JALUR 1 PROD 1 | 6IN,SCH40 | V |  | API 5L,GR B
583 | REGION 5 | TBBM MALANG | 1303-RF1-GV01/00 | GATE VALVE LINE REC JALUR 1 PROD 1 NO.01 | 3IN-150PSI | V | KITZ | GATE,ASTM A216 WCB
584 | REGION 5 | TBBM MALANG | 1303-RF1-GV02/00 | GATE VALVE LINE REC JALUR 1 PROD 1 NO.02 | 3IN-150PSI | V |  | GATE,ASTM A216 WCB
585 | REGION 5 | TBBM MALANG | 1303-RF1-GV03/00 | GATE VALVE LINE REC JALUR 1 PROD 1 NO.03 | 3IN-150PSI | V |  | GATE,ASTM A216 WCB
586 | REGION 5 | TBBM MALANG | 1303-RF1-GV04/00 | GATE VALVE LINE REC JALUR 1 PROD 1 NO.04 | 3IN-150PSI | V |  | GATE,ASTM A216 WCB
587 | REGION 5 | TBBM MALANG | 1303-RF1-GV05/00 | GATE VALVE LINE REC JALUR 1 PROD 1 NO.05 | 3IN-150PSI | V |  | GATE,ASTM A216 WCB
588 | REGION 5 | TBBM MALANG | 1303-RF1-GV06/00 | GATE VALVE LINE REC JALUR 1 PROD 1 NO.06 | 3IN-150PSI | V |  | GATE,ASTM A216 WCB
589 | REGION 5 | TBBM MALANG | 1303-RF1-GV07/00 | GATE VALVE LINE REC JALUR 1 PROD 1 NO.07 | 3IN-150PSI | V | CRANE | GATE,ASTM A216 WCB
590 | REGION 5 | TBBM MALANG | 1303-RF1-GV08/00 | GATE VALVE LINE REC JALUR 1 PROD 1 NO.08 | 3IN-150PSI | V | KITZ | GATE,ASTM A216 WCB
591 | REGION 5 | TBBM MALANG | 1303-RF1-GV09/00 | GATE VALVE LINE REC JALUR 1 PROD 1 NO.09 | 4IN-150PSI | V | CRANE | GATE,ASTM A216 WCB
592 | REGION 5 | TBBM MALANG | 1303-RF2-PP01/00 | PIPING RECEIVING RTW JALUR 2 PROD 1 | 6IN,SCH40 | V |  | API 5L,GR B
593 | REGION 5 | TBBM MALANG | 1303-RF2-GV01/00 | GATE VALVE LINE REC JALUR 2 PROD 1 NO.01 | 3IN-150PSI | V | CRANE | GATE,ASTM A216 WCB
594 | REGION 5 | TBBM MALANG | 1303-RF2-GV02/00 | GATE VALVE LINE REC JALUR 2 PROD 1 NO.02 | 3IN-150PSI | V |  | GATE,ASTM A216 WCB
595 | REGION 5 | TBBM MALANG | 1303-RF2-GV03/00 | GATE VALVE LINE REC JALUR 2 PROD 1 NO.03 | 3IN-150PSI | V |  | GATE,ASTM A216 WCB
596 | REGION 5 | TBBM MALANG | 1303-RF2-GV04/00 | GATE VALVE LINE REC JALUR 2 PROD 1 NO.04 | 4IN-150PSI | V |  | GATE,ASTM A216 WCB
597 | REGION 5 | TBBM MALANG | 1303-RF2-GV05/00 | GATE VALVE LINE REC JALUR 2 PROD 1 NO.05 | 4IN-150PSI | V |  | GATE,ASTM A216 WCB
598 | REGION 5 | TBBM MALANG | 1303-RF2-GV06/00 | GATE VALVE LINE REC JALUR 2 PROD 1 NO.06 | 4IN-150PSI | V |  | GATE,ASTM A216 WCB
599 | REGION 5 | TBBM MALANG | 1303-RF2-GV07/00 | GATE VALVE LINE REC JALUR 2 PROD 1 NO.07 | 3IN-150PSI | V |  | GATE,ASTM A216 WCB
600 | REGION 5 | TBBM MALANG | 1303-RF2-GV08/00 | GATE VALVE LINE REC JALUR 2 PROD 1 NO.08 | 4IN-150PSI | V | DIKKERS | GATE,ASTM A216 WCB
601 | REGION 5 | TBBM MALANG | 1303-RF2-GV09/00 | GATE VALVE LINE REC JALUR 2 PROD 1 NO.09 | 4IN-150PSI | V | DIKKERS | GATE,ASTM A216 WCB
602 | REGION 5 | TBBM MALANG | 1303-RF2-GV10/00 | GATE VALVE LINE REC JALUR 2 PROD 1 NO.10 | 4IN-150PSI | V | WALMORTH | GATE,ASTM A216 WCB
603 | REGION 5 | TBBM MALANG | 1303-RF2-GV11/00 | GATE VALVE LINE REC JALUR 2 PROD 1 NO.11 | 4IN-150PSI | V | GKS | GATE,ASTM A216 WCB
604 | REGION 5 | TBBM MALANG | 1303-RF2-GV12/00 | GATE VALVE LINE REC JALUR 2 PROD 1 NO.12 | 4IN-150PSI | V | GKS | GATE,ASTM A216 WCB
605 | REGION 5 | TBBM MALANG | 1303-RF2-GV13/00 | GATE VALVE LINE REC JALUR 2 PROD 1 NO.13 | 4IN-150PSI | V |  | GATE,ASTM A216 WCB
606 | REGION 5 | TBBM MALANG | 1303-RF2-GV14/00 | GATE VALVE LINE REC JALUR 2 PROD 1 NO.14 | 3IN-150PSI | V |  | GATE,ASTM A216 WCB
607 | REGION 5 | TBBM MALANG | 1303-RF2-PP02/00 | PIPING RECEIVING RTW JALUR 2 PROD 2 | 6IN,SCH40 | V |  | API 5L,GR B
608 | REGION 5 | TBBM MALANG | 1303-RF2-GV15/00 | GATE VALVE LINE REC JALUR 2 PROD 2 NO.01 | 3IN-150PSI | V | CRANE | GATE,ASTM A216 WCB
609 | REGION 5 | TBBM MALANG | 1303-RF2-GV16/00 | GATE VALVE LINE REC JALUR 2 PROD 2 NO.02 | 3IN-150PSI | V |  | GATE,ASTM A216 WCB
610 | REGION 5 | TBBM MALANG | 1303-RF2-GV17/00 | GATE VALVE LINE REC JALUR 2 PROD 2 NO.03 | 4IN-150PSI | V |  | GATE,ASTM A216 WCB
611 | REGION 5 | TBBM MALANG | 1303-RF2-GV18/00 | GATE VALVE LINE REC JALUR 2 PROD 2 NO.04 | 4IN-150PSI | V |  | GATE,ASTM A216 WCB
612 | REGION 5 | TBBM MALANG | 1303-RF2-GV19/00 | GATE VALVE LINE REC JALUR 2 PROD 2 NO.05 | 4IN-150PSI | V | HENTON | GATE,ASTM A216 WCB
613 | REGION 5 | TBBM MALANG | 1303-RF2-GV20/00 | GATE VALVE LINE REC JALUR 2 PROD 2 NO.06 | 3IN-150PSI | V | JACKSON | GATE,ASTM A216 WCB
614 | REGION 5 | TBBM MALANG | 1303-RF2-GV21/00 | GATE VALVE LINE REC JALUR 2 PROD 2 NO.07 | 4IN-150PSI | V |  | GATE,ASTM A216 WCB
615 | REGION 5 | TBBM MALANG | 1303-RF2-GV22/00 | GATE VALVE LINE REC JALUR 2 PROD 2 NO.08 | 4IN-150PSI | V |  | GATE,ASTM A216 WCB
616 | REGION 5 | TBBM MALANG | 1303-RF2-GV23/00 | GATE VALVE LINE REC JALUR 2 PROD 2 NO.09 | 4IN-150PSI | V |  | GATE,ASTM A216 WCB
617 | REGION 5 | TBBM MALANG | 1303-RF2-GV24/00 | GATE VALVE LINE REC JALUR 2 PROD 2 NO.10 | 3IN-150PSI | V | KITZ | GATE,ASTM A216 WCB
618 | REGION 5 | TBBM MALANG | 1303-RF2-GV25/00 | GATE VALVE LINE REC JALUR 2 PROD 2 NO.11 | 4IN-150PSI | V | TOYO | GATE,ASTM A216 WCB
619 | REGION 5 | TBBM MALANG | 1303-RF2-PP03/00 | PIPING RECEIVING RTW JALUR 2 PROD 3 | 6IN,SCH40 | V |  | API 5L,GR B
620 | REGION 5 | TBBM MALANG | 1303-RF2-GV26/00 | GATE VALVE LINE REC JALUR 2 PROD 3 NO.01 | 3IN-150PSI | V | CRANE | GATE,ASTM A216 WCB
621 | REGION 5 | TBBM MALANG | 1303-RF2-GV27/00 | GATE VALVE LINE REC JALUR 2 PROD 3 NO.02 | 3IN-150PSI | V |  | GATE,ASTM A216 WCB
622 | REGION 5 | TBBM MALANG | 1303-RF2-GV28/00 | GATE VALVE LINE REC JALUR 2 PROD 3 NO.03 | 4IN-150PSI | V | YONEK | GATE,ASTM A216 WCB
623 | REGION 5 | TBBM MALANG | 1303-RF2-GV29/00 | GATE VALVE LINE REC JALUR 2 PROD 3 NO.04 | 4IN-150PSI | V |  | GATE,ASTM A216 WCB
624 | REGION 5 | TBBM MALANG | 1303-RF2-GV30/00 | GATE VALVE LINE REC JALUR 2 PROD 3 NO.05 | 3IN-150PSI | V | GLT | GATE,ASTM A216 WCB
625 | REGION 5 | TBBM MALANG | 1303-RF2-GV31/00 | GATE VALVE LINE REC JALUR 2 PROD 3 NO.06 | 4IN-150PSI | V | HOTA | GATE,ASTM A216 WCB
626 | REGION 5 | TBBM MALANG | 1303-RF2-GV32/00 | GATE VALVE LINE REC JALUR 2 PROD 3 NO.07 | 4IN-150PSI | V | KLATON | GATE,ASTM A216 WCB
627 | REGION 5 | TBBM MALANG | 1303-RF2-GV33/00 | GATE VALVE LINE REC JALUR 2 PROD 3 NO.08 | 4IN-150PSI | V | WCB | GATE,ASTM A216 WCB
628 | REGION 5 | TBBM MALANG | 1303-RF2-GV34/00 | GATE VALVE LINE REC JALUR 2 PROD 3 NO.09 | 3IN-150PSI | V | SHOWA | GATE,ASTM A216 WCB
629 | REGION 5 | TBBM MALANG | 1303-RF2-GV35/00 | GATE VALVE LINE REC JALUR 2 PROD 3 NO.10 | 3IN-150PSI | V | SHOWA | GATE,ASTM A216 WCB
630 | REGION 5 | TBBM MALANG | 1303-RF2-GV36/00 | GATE VALVE LINE REC JALUR 2 PROD 3 NO.11 | 3IN-150PSI | V | GEA | GATE,ASTM A216 WCB
631 | REGION 5 | TBBM MALANG | 1303-RF2-GV37/00 | GATE VALVE LINE REC JALUR 2 PROD 3 NO.12 | 4IN-150PSI | V |  | GATE,ASTM A216 WCB
632 | REGION 5 | TBBM MALANG | 1303-RF2-GV38/00 | GATE VALVE LINE REC JALUR 2 PROD 3 NO.13 | 3IN-150PSI | V | CRANE | GATE,ASTM A216 WCB
633 | REGION 5 | TBBM MALANG | 1303-RF2-GV39/00 | GATE VALVE LINE REC JALUR 2 PROD 3 NO.14 | 4IN-150PSI | V | DIKKERS | GATE,ASTM A216 WCB
634 | REGION 5 | TBBM MALANG | 1303-RF2-GV40/00 | GATE VALVE LINE REC JALUR 2 PROD 3 NO.15 | 3IN-150PSI | V | CRANE | GATE,ASTM A216 WCB
635 | REGION 5 | TBBM MALANG | 1303-RF3-PP01/00 | PIPING RECEIVING RTW JALUR 3 PROD 1 | 6IN,SCH40 | V |  | API 5L,GR B
636 | REGION 5 | TBBM MALANG | 1303-RF3-GV01/00 | GATE VALVE LINE REC JALUR 3 PROD 1 NO.01 | 3IN-150PSI | V | DIKKERS | GATE,ASTM A216 WCB
637 | REGION 5 | TBBM MALANG | 1303-RF3-GV02/00 | GATE VALVE LINE REC JALUR 3 PROD 1 NO.02 | 3IN-150PSI | V |  | GATE,ASTM A216 WCB
638 | REGION 5 | TBBM MALANG | 1303-RF3-GV03/00 | GATE VALVE LINE REC JALUR 3 PROD 1 NO.03 | 3IN-150PSI | V |  | GATE,ASTM A216 WCB
639 | REGION 5 | TBBM MALANG | 1303-RF3-GV04/00 | GATE VALVE LINE REC JALUR 3 PROD 1 NO.04 | 3IN-150PSI | V |  | GATE,ASTM A216 WCB
640 | REGION 5 | TBBM MALANG | 1303-RF3-GV05/00 | GATE VALVE LINE REC JALUR 3 PROD 1 NO.05 | 3IN-150PSI | V | GLT | GATE,ASTM A216 WCB
641 | REGION 5 | TBBM MALANG | 1303-RF3-GV06/00 | GATE VALVE LINE REC JALUR 3 PROD 1 NO.06 | 3IN-150PSI | V | CRANE | GATE,ASTM A216 WCB
642 | REGION 5 | TBBM MALANG | 1303-RF3-GV07/00 | GATE VALVE LINE REC JALUR 3 PROD 1 NO.07 | 3IN-150PSI | V | KITZ | GATE,ASTM A216 WCB
643 | REGION 5 | TBBM MALANG | 1303-RF3-GV08/00 | GATE VALVE LINE REC JALUR 3 PROD 1 NO.08 | 3IN-150PSI | V | CRANE | GATE,ASTM A216 WCB
644 | REGION 5 | TBBM MALANG | 1303-RF3-GV09/00 | GATE VALVE LINE REC JALUR 3 PROD 1 NO.09 | 3IN-150PSI | V | CRANE | GATE,ASTM A216 WCB
645 | REGION 5 | TBBM MALANG | 1303-RF3-GV10/00 | GATE VALVE LINE REC JALUR 3 PROD 1 NO.10 | 3IN-150PSI | V |  | GATE,ASTM A216 WCB
646 | REGION 5 | TBBM MALANG | 1303-RF3-GV11/00 | GATE VALVE LINE REC JALUR 3 PROD 1 NO.11 | 3IN-150PSI | V |  | GATE,ASTM A216 WCB
647 | REGION 5 | TBBM MALANG | 1303-RF3-GV12/00 | GATE VALVE LINE REC JALUR 3 PROD 1 NO.12 | 3IN-150PSI | V |  | GATE,ASTM A216 WCB
648 | REGION 5 | TBBM MALANG | 1303-RF3-GV13/00 | GATE VALVE LINE REC JALUR 3 PROD 1 NO.13 | 3IN-150PSI | V |  | GATE,ASTM A216 WCB
649 | REGION 5 | TBBM MALANG | 1303-RF3-GV14/00 | GATE VALVE LINE REC JALUR 3 PROD 1 NO.14 | 3IN-150PSI | V |  | GATE,ASTM A216 WCB
650 | REGION 5 | TBBM MALANG | 1303-RF3-GV15/00 | GATE VALVE LINE REC JALUR 3 PROD 1 NO.15 | 3IN-150PSI | V |  | GATE,ASTM A216 WCB
651 | REGION 5 | TBBM MALANG | 1303-RF3-GV16/00 | GATE VALVE LINE REC JALUR 3 PROD 1 NO.16 | 3IN-150PSI | V |  | GATE,ASTM A216 WCB
652 | REGION 5 | TBBM MALANG | 1303-RF3-PP02/00 | PIPING RECEIVING RTW JALUR 3 PROD 2 | 6IN,SCH40 | V |  | API 5L,GR B
653 | REGION 5 | TBBM MALANG | 1303-RF3-GV17/00 | GATE VALVE LINE REC JALUR 3 PROD 2 NO.01 | 4IN-150PSI | V |  | GATE,ASTM A216 WCB
654 | REGION 5 | TBBM MALANG | 1303-RF3-GV18/00 | GATE VALVE LINE REC JALUR 3 PROD 2 NO.02 | 4IN-150PSI | V |  | GATE,ASTM A216 WCB
655 | REGION 5 | TBBM MALANG | 1303-RF3-GV19/00 | GATE VALVE LINE REC JALUR 3 PROD 2 NO.03 | 4IN-150PSI | V |  | GATE,ASTM A216 WCB
656 | REGION 5 | TBBM MALANG | 1303-RF3-GV20/00 | GATE VALVE LINE REC JALUR 3 PROD 2 NO.04 | 3IN-150PSI | V |  | GATE,ASTM A216 WCB
657 | REGION 5 | TBBM MALANG | 1303-RF3-GV21/00 | GATE VALVE LINE REC JALUR 3 PROD 2 NO.05 | 3IN-150PSI | V | KITZ | GATE,ASTM A216 WCB
658 | REGION 5 | TBBM MALANG | 1303-RF3-GV22/00 | GATE VALVE LINE REC JALUR 3 PROD 2 NO.06 | 3IN-150PSI | V |  | GATE,ASTM A216 WCB
659 | REGION 5 | TBBM MALANG | 1303-RF3-GV23/00 | GATE VALVE LINE REC JALUR 3 PROD 2 NO.07 | 3IN-150PSI | V |  | GATE,ASTM A216 WCB
660 | REGION 5 | TBBM MALANG | 1303-RF3-GV24/00 | GATE VALVE LINE REC JALUR 3 PROD 2 NO.08 | 3IN-150PSI | V |  | GATE,ASTM A216 WCB
661 | REGION 5 | TBBM MALANG | 1303-RF3-GV25/00 | GATE VALVE LINE REC JALUR 3 PROD 2 NO.09 | 3IN-150PSI | V |  | GATE,ASTM A216 WCB
662 | REGION 5 | TBBM MALANG | 1303-RF3-GV26/00 | GATE VALVE LINE REC JALUR 3 PROD 2 NO.10 | 3IN-150PSI | V | GBA | GATE,ASTM A216 WCB
663 | REGION 5 | TBBM MALANG | 1303-RF3-GV27/00 | GATE VALVE LINE REC JALUR 3 PROD 2 NO.11 | 3IN-150PSI | V | SPV | GATE,ASTM A216 WCB
664 | REGION 5 | TBBM MALANG | 1303-RF3-GV28/00 | GATE VALVE LINE REC JALUR 3 PROD 2 NO.12 | 3IN-150PSI | V |  | GATE,ASTM A216 WCB
665 | REGION 5 | TBBM MALANG | 1303-RF3-GV29/00 | GATE VALVE LINE REC JALUR 3 PROD 2 NO.13 | 3IN-150PSI | V |  | GATE,ASTM A216 WCB
666 | REGION 5 | TBBM MALANG | 1303-RF3-GV30/00 | GATE VALVE LINE REC JALUR 3 PROD 2 NO.14 | 3IN-150PSI | V |  | GATE,ASTM A216 WCB
667 | REGION 5 | TBBM MALANG | 1303-RF3-PP03/00 | PIPING RECEIVING RTW JALUR 3 PROD 3 | 6IN,SCH40 | V |  | API 5L,GR B
668 | REGION 5 | TBBM MALANG | 1303-RF3-GV31/00 | GATE VALVE LINE REC JALUR 3 PROD 3 NO.01 | 4IN-150PSI | V |  | GATE,ASTM A216 WCB
669 | REGION 5 | TBBM MALANG | 1303-RF3-GV32/00 | GATE VALVE LINE REC JALUR 3 PROD 3 NO.02 | 4IN-150PSI | V |  | GATE,ASTM A216 WCB
670 | REGION 5 | TBBM MALANG | 1303-RF3-GV33/00 | GATE VALVE LINE REC JALUR 3 PROD 3 NO.03 | 4IN-150PSI | V |  | GATE,ASTM A216 WCB
671 | REGION 5 | TBBM MALANG | 1303-RF3-GV34/00 | GATE VALVE LINE REC JALUR 3 PROD 3 NO.04 | 3IN-150PSI | V |  | GATE,ASTM A216 WCB
672 | REGION 5 | TBBM MALANG | 1303-RF3-GV35/00 | GATE VALVE LINE REC JALUR 3 PROD 3 NO.05 | 3IN-150PSI | V |  | GATE,ASTM A216 WCB
673 | REGION 5 | TBBM MALANG | 1303-RF3-GV36/00 | GATE VALVE LINE REC JALUR 3 PROD 3 NO.06 | 3IN-150PSI | V |  | GATE,ASTM A216 WCB
674 | REGION 5 | TBBM MALANG | 1303-RF3-GV37/00 | GATE VALVE LINE REC JALUR 3 PROD 3 NO.07 | 3IN-150PSI | V | CRANE | GATE,ASTM A216 WCB
675 | REGION 5 | TBBM MALANG | 1303-RF3-GV38/00 | GATE VALVE LINE REC JALUR 3 PROD 3 NO.08 | 3IN-150PSI | V | CRANE | GATE,ASTM A216 WCB
676 | REGION 5 | TBBM MALANG | 1303-RF3-GV39/00 | GATE VALVE LINE REC JALUR 3 PROD 3 NO.09 | 3IN-150PSI | V | KITZ | GATE,ASTM A216 WCB
677 | REGION 5 | TBBM MALANG | 1303-RF3-GV40/00 | GATE VALVE LINE REC JALUR 3 PROD 3 NO.10 | 3IN-150PSI | V | CRANE | GATE,ASTM A216 WCB
678 | REGION 5 | TBBM MALANG | 1303-RF3-GV41/00 | GATE VALVE LINE REC JALUR 3 PROD 3 NO.11 | 3IN-150PSI | V | KITZ | GATE,ASTM A216 WCB
679 | REGION 5 | TBBM MALANG | 1303-RF3-GV42/00 | GATE VALVE LINE REC JALUR 3 PROD 3 NO.12 | 3IN-150PSI | V | KITZ | GATE,ASTM A216 WCB
680 | REGION 5 | TBBM MALANG | 1303-RF3-GV43/00 | GATE VALVE LINE REC JALUR 3 PROD 3 NO.13 | 3IN-150PSI | V |  | GATE,ASTM A216 WCB
681 | REGION 5 | TBBM MALANG | 1303-RF3-GV44/00 | GATE VALVE LINE REC JALUR 3 PROD 3 NO.14 | 3IN-150PSI | V |  | GATE,ASTM A216 WCB
682 | REGION 5 | TBBM MALANG | 1303-RF3-GV45/00 | GATE VALVE LINE REC JALUR 3 PROD 3 NO.15 | 3IN-150PSI | V | KITZ | GATE,ASTM A216 WCB
683 | REGION 5 | TBBM MALANG | 1303-RF4-PP01/00 | PIPING RECEIVING ISOTANK | 4IN,SCH40 | V |  | API 5L,GR B
684 | REGION 5 | TBBM MALANG | 1303-RF4-GV01/00 | GATE VALVE LINE RECEIVING ISOTANK NO.01 | 3IN-150PSI | V | KITZ | GATE,ASTM A216 WCB
685 | REGION 5 | TBBM MALANG | 1303-RF4-GV02/00 | GATE VALVE LINE RECEIVING ISOTANK NO.02 | 3IN-150PSI | V | KITZ | GATE,ASTM A216 WCB
686 | REGION 5 | TBBM MALANG | 1303-RF4-GV03/00 | GATE VALVE LINE RECEIVING ISOTANK NO.03 | 3IN-150PSI | V | CRANE | GATE,ASTM A216 WCB
687 | REGION 5 | TBBM MALANG | 1303-RF4-GV04/00 | GATE VALVE LINE RECEIVING ISOTANK NO.04 | 3IN-150PSI | V | KITZ | GATE,ASTM A216 WCB
688 | REGION 5 | TBBM MALANG | 1303-RF4-GV05/00 | GATE VALVE LINE RECEIVING ISOTANK NO.05 | 3IN-150PSI | V | KITZ | GATE,ASTM A216 WCB
689 | REGION 5 | TBBM MALANG | 1303-RF4-GV06/00 | GATE VALVE LINE RECEIVING ISOTANK NO.06 | 3IN-150PSI | V | CRANE | GATE,ASTM A216 WCB
690 | REGION 5 | TBBM MALANG | 1303-LB01-FM07/00 | FLOW METER / BULK METER NO.07 | 1333LPM | V | SATAM | POSITIVE DISPL METER
691 | REGION 5 | TBBM MALANG | 1303-LB01-FM12/00 | FLOW METER / BULK METER NO.12 | 2050LPM | V | AVERY HARDOLL | POSITIVE DISPL METER
692 | REGION 5 | TBBM MALANG | 1303-LB01-FM14/00 | FLOW METER / BULK METER NO.14 | 1333LPM | V | AVERY HARDOLL | POSITIVE DISPL METER
693 | REGION 5 | TBBM MALANG | 1303-LB01-FM15/00 | FLOW METER / BULK METER NO.15 | 1333LPM | V | SATAM | POSITIVE DISPL METER
694 | REGION 5 | TBBM MALANG | 1303-LB01-DCV07/00 | CONTROL VALVE METER NO.07 | 3IN-150PSI | V | SATAM | SELENOID VALVE
695 | REGION 5 | TBBM MALANG | 1303-LB01-DCV12/00 | CONTROL VALVE METER NO.12 | 3IN-150PSI | V | AVERY HARDOLL | DELUGE VALVE
696 | REGION 5 | TBBM MALANG | 1303-LB01-DCV14/00 | CONTROL VALVE METER NO.14 | 3IN-150PSI | V | SATAM | SELENOID VALVE
697 | REGION 5 | TBBM MALANG | 1303-LB01-DCV15/00 | CONTROL VALVE METER NO.15 | 3IN-150PSI | V | SATAM | SELENOID VALVE
698 | REGION 5 | TBBM MALANG | 1303-LB01-BC07/00 | DISPLAY CONTROL,METER NO.07 | H278XW350XD192 MM | V | SATAM | EQUALIS S CM/HM | 17243TN
699 | REGION 5 | TBBM MALANG | 1303-LB01-BC12/00 | DISPLAY CONTROL,METER NO.12 | 8000L PRESET | V | AVERY HARDOLL | DIGITAL CONTROLLER
700 | REGION 5 | TBBM MALANG | 1303-LB01-BC14/00 | DISPLAY CONTROL,METER NO.14 | H270XW340X170 MM | V | SATAM | SAPHIR | 8020TS
701 | REGION 5 | TBBM MALANG | 1303-LB01-BC15/00 | DISPLAY CONTROL,METER NO.15 | H278XW350XD192 MM | V | SATAM | EQUALIS S CM/HM | 16176TN
702 | REGION 5 | TBBM MALANG | 1303-LB01-STR07/00 | STRAINER,METER NO.07 | 3IN-150PSI | T | SATAM | ASTM A216 WCB
703 | REGION 5 | TBBM MALANG | 1303-LB01-STR12/00 | STRAINER,METER NO.12 | 3IN-150PSI | T |  | ASTM A216 WCB
704 | REGION 5 | TBBM MALANG | 1303-LB01-STR14/00 | STRAINER,METER NO.14 | 3IN-150PSI | T | PLENTY | ASTM A216 WCB
705 | REGION 5 | TBBM MALANG | 1303-LB01-STR15/00 | STRAINER,METER NO.15 | 3IN-150PSI | T | PLENTY | ASTM A216 WCB
706 | REGION 5 | TBBM MALANG | 1303-LB01-AS07/00 | AIR ELIMINATOR,METER NO.07 | 11.58 KG/CM2 | Y |  | ASTM A216 WCB
707 | REGION 5 | TBBM MALANG | 1303-LB01-AS12/00 | AIR ELIMINATOR,METER NO.12 | 11.58 KG/CM2 | Y |  | ASTM A216 WCB
708 | REGION 5 | TBBM MALANG | 1303-LB01-AS14/00 | AIR ELIMINATOR,METER NO.14 | 11.58 KG/CM2 | Y |  | ASTM A216 WCB
709 | REGION 5 | TBBM MALANG | 1303-LB01-AS15/00 | AIR ELIMINATOR,METER NO.15 | 11.58 KG/CM2 | Y |  | ASTM A216 WCB
710 | REGION 5 | TBBM MALANG | 1303-LB02-FM08/00 | FLOW METER / BULK METER NO.08 | 1333LPM | V | SATAM | POSITIVE DISPL METER
711 | REGION 5 | TBBM MALANG | 1303-LB02-FM13/00 | FLOW METER / BULK METER NO.13 | 1370LPM | V | AVERY HARDOLL | POSITIVE DISPL METER
712 | REGION 5 | TBBM MALANG | 1303-LB02-FM18/00 | FLOW METER / BULK METER NO.18 | 1140LPM | V | AVERY HARDOLL | POSITIVE DISPL METER
713 | REGION 5 | TBBM MALANG | 1303-LB02-DCV08/00 | CONTROL VALVE METER NO.08 | 3IN-150PSI | V | SATAM | SELENOID VALVE
714 | REGION 5 | TBBM MALANG | 1303-LB02-DCV13/00 | CONTROL VALVE METER NO.13 | 3IN-150PSI | V | SATAM | DELUGE VALVE
715 | REGION 5 | TBBM MALANG | 1303-LB02-DCV18/00 | CONTROL VALVE METER NO.18 | 3IN-150PSI | V | ASCO | SELENOID VALVE
716 | REGION 5 | TBBM MALANG | 1303-LB02-BC08/00 | DISPLAY CONTROL,METER NO.08 | H278XW350XD192 MM | V | SATAM | EQUALIS S CM/HM | 16124TN
717 | REGION 5 | TBBM MALANG | 1303-LB02-BC13/00 | DISPLAY CONTROL,METER NO.13 | H278XW350XD192 MM | V | SATAM | EQUALIS S CM/HM | 15071TN
718 | REGION 5 | TBBM MALANG | 1303-LB02-BC18/00 | DISPLAY CONTROL,METER NO.18 | 8000L PRESET | V | AVERY HARDOLL | DIGITAL CONTROLLER
719 | REGION 5 | TBBM MALANG | 1303-LB02-STR08/00 | STRAINER,METER NO.08 | 3IN-150PSI | T | SATAM | ASTM A216 WCB
720 | REGION 5 | TBBM MALANG | 1303-LB02-STR13/00 | STRAINER,METER NO.13 | 3IN-150PSI | T |  | ASTM A216 WCB
721 | REGION 5 | TBBM MALANG | 1303-LB02-STR18/00 | STRAINER,METER NO.18 | 3IN-150PSI | T | PLENTY | ASTM A216 WCB
722 | REGION 5 | TBBM MALANG | 1303-LB02-AS08/00 | AIR ELIMINATOR,METER NO.08 | 11.58 KG/CM2 | Y |  | ASTM A216 WCB
723 | REGION 5 | TBBM MALANG | 1303-LB02-AS13/00 | AIR ELIMINATOR,METER NO.13 | 11.58 KG/CM2 | Y |  | ASTM A216 WCB
724 | REGION 5 | TBBM MALANG | 1303-LB02-AS18/00 | AIR ELIMINATOR,METER NO.18 | 11.58 KG/CM2 | Y |  | ASTM A216 WCB
725 | REGION 5 | TBBM MALANG | 1303-LB03-FM02/00 | FLOW METER / BULK METER NO.02 | 1140LPM | V | AVERY HARDOLL | POSITIVE DISPL METER
726 | REGION 5 | TBBM MALANG | 1303-LB04-FM09/00 | FLOW METER / BULK METER NO.09 | 1333LPM | V | SATAM | POSITIVE DISPL METER
727 | REGION 5 | TBBM MALANG | 1303-LB03-FM16/00 | FLOW METER / BULK METER NO.16 | 1333LPM | V | SATAM | POSITIVE DISPL METER
728 | REGION 5 | TBBM MALANG | 1303-LB03-FM17/00 | FLOW METER / BULK METER NO.17 | 1333LPM | V | AVERY HARDOLL | POSITIVE DISPL METER
729 | REGION 5 | TBBM MALANG | 1303-LB03-DCV02/00 | CONTROL VALVE METER NO.02 | 3IN-150PSI | V | SATAM | SELENOID VALVE
730 | REGION 5 | TBBM MALANG | 1303-LB04-DCV09/00 | CONTROL VALVE METER NO.09 | 3IN-150PSI | V | SATAM | DELUGE VALVE
731 | REGION 5 | TBBM MALANG | 1303-LB03-DCV16/00 | CONTROL VALVE METER NO.16 | 3IN-150PSI | V | SATAM | SELENOID VALVE
732 | REGION 5 | TBBM MALANG | 1303-LB03-DCV17/00 | CONTROL VALVE METER NO.17 | 3IN-150PSI | V | SATAM | SELENOID VALVE
733 | REGION 5 | TBBM MALANG | 1303-LB03-BC02/00 | DISPLAY CONTROL,METER NO.02 | H278XW350XD192 MM | V | SATAM | EQUALIS S CM/HM | 23071TN
734 | REGION 5 | TBBM MALANG | 1303-LB04-BC09/00 | DISPLAY CONTROL,METER NO.09 | H270XW340X170 MM | V | SATAM | SAPHIR | 7032TS
735 | REGION 5 | TBBM MALANG | 1303-LB03-BC16/00 | DISPLAY CONTROL,METER NO.16 | H278XW350XD192 MM | V | SATAM | EQUALIS S CM/HM | 17238TN
736 | REGION 5 | TBBM MALANG | 1303-LB03-BC17/00 | DISPLAY CONTROL,METER NO.17 | H278XW350XD192 MM | V | SATAM | EQUALIS S CM/HM | 17232TN
737 | REGION 5 | TBBM MALANG | 1303-LB03-STR02/00 | STRAINER,METER NO.02 | 3IN-150PSI | T | SATAM | ASTM A216 WCB
738 | REGION 5 | TBBM MALANG | 1303-LB04-STR09/00 | STRAINER,METER NO.09 | 3IN-150PSI | T | PLENTY | ASTM A216 WCB
739 | REGION 5 | TBBM MALANG | 1303-LB03-STR16/00 | STRAINER,METER NO.16 | 3IN-150PSI | T | SATAM | ASTM A216 WCB
740 | REGION 5 | TBBM MALANG | 1303-LB03-STR17/00 | STRAINER,METER NO.17 | 3IN-150PSI | T | SATAM | ASTM A216 WCB
741 | REGION 5 | TBBM MALANG | 1303-LB03-AS02/00 | AIR ELIMINATOR,METER NO.02 | 11.58 KG/CM2 | Y |  | ASTM A216 WCB
742 | REGION 5 | TBBM MALANG | 1303-LB04-AS09/00 | AIR ELIMINATOR,METER NO.09 | 11.58 KG/CM2 | Y |  | ASTM A216 WCB
743 | REGION 5 | TBBM MALANG | 1303-LB03-AS16/00 | AIR ELIMINATOR,METER NO.16 | 11.58 KG/CM2 | Y |  | ASTM A216 WCB
744 | REGION 5 | TBBM MALANG | 1303-LB03-AS17/00 | AIR ELIMINATOR,METER NO.17 | 11.58 KG/CM2 | Y |  | ASTM A216 WCB
745 | REGION 5 | TBBM MALANG | 1303-LB03-FM03/00 | FLOW METER / BULK METER NO.03 | 2050LPM | V | AVERY HARDOLL | POSITIVE DISPL METER
746 | REGION 5 | TBBM MALANG | 1303-LB04-FM05/00 | FLOW METER / BULK METER NO.05 | 1333LPM | V | SATAM | POSITIVE DISPL METER
747 | REGION 5 | TBBM MALANG | 1303-LB04-FM06/00 | FLOW METER / BULK METER NO.06 | 1375LPM | V | AVERY HARDOLL | POSITIVE DISPL METER
748 | REGION 5 | TBBM MALANG | 1303-LB03-FM11/00 | FLOW METER / BULK METER NO.11 | 1333LPM | V | SATAM | POSITIVE DISPL METER
749 | REGION 5 | TBBM MALANG | 1303-LB03-DCV03/00 | CONTROL VALVE METER NO.03 | 3IN-150PSI | V | DARLING MUESCO | SELENOID VALVE
750 | REGION 5 | TBBM MALANG | 1303-LB04-DCV05/00 | CONTROL VALVE METER NO.05 | 3IN-150PSI | V | SATAM | DELUGE VALVE
751 | REGION 5 | TBBM MALANG | 1303-LB04-DCV06/00 | CONTROL VALVE METER NO.06 | 3IN-150PSI | V | SATAM | SELENOID VALVE
752 | REGION 5 | TBBM MALANG | 1303-LB03-DCV11/00 | CONTROL VALVE METER NO.11 | 3IN-150PSI | V | SATAM | SELENOID VALVE
753 | REGION 5 | TBBM MALANG | 1303-LB03-BC03/00 | DISPLAY CONTROL,METER NO.03 | 8000L PRESET | V | AVERY HARDOLL | DIGITAL CONTROLLER
754 | REGION 5 | TBBM MALANG | 1303-LB04-BC05/00 | DISPLAY CONTROL,METER NO.05 | H278XW350XD192 MM | V | SATAM | EQUALIS S CM/HM | 17237TN
755 | REGION 5 | TBBM MALANG | 1303-LB04-BC06/00 | DISPLAY CONTROL,METER NO.06 | H278XW350XD192 MM | V | SATAM | EQUALIS S CM/HM
756 | REGION 5 | TBBM MALANG | 1303-LB03-BC11/00 | DISPLAY CONTROL,METER NO.11 | H270XW340X170 MM | V | SATAM | SAPHIR | 5030C
757 | REGION 5 | TBBM MALANG | 1303-LB03-STR03/00 | STRAINER,METER NO.03 | 3IN-150PSI | T | SATAM | ASTM A216 WCB
758 | REGION 5 | TBBM MALANG | 1303-LB04-STR05/00 | STRAINER,METER NO.05 | 3IN-150PSI | T | SATAM | ASTM A216 WCB
759 | REGION 5 | TBBM MALANG | 1303-LB04-STR06/00 | STRAINER,METER NO.06 | 3IN-150PSI | T | SATAM | ASTM A216 WCB
760 | REGION 5 | TBBM MALANG | 1303-LB03-STR11/00 | STRAINER,METER NO.11 | 3IN-150PSI | T | PLENTY | ASTM A216 WCB
761 | REGION 5 | TBBM MALANG | 1303-LB03-AS03/00 | AIR ELIMINATOR,METER NO.03 | 11.58 KG/CM2 | Y |  | ASTM A216 WCB
762 | REGION 5 | TBBM MALANG | 1303-LB04-AS05/00 | AIR ELIMINATOR,METER NO.05 | 11.58 KG/CM2 | Y |  | ASTM A216 WCB
763 | REGION 5 | TBBM MALANG | 1303-LB04-AS06/00 | AIR ELIMINATOR,METER NO.06 | 11.58 KG/CM2 | Y |  | ASTM A216 WCB
764 | REGION 5 | TBBM MALANG | 1303-LB03-AS11/00 | AIR ELIMINATOR,METER NO.11 | 11.58 KG/CM2 | Y |  | ASTM A216 WCB
765 | REGION 5 | TBBM MALANG | 1303-LB05-FM01/00 | FLOW METER / BULK METER NO.01 | 2500LPM | V | SATAM | POSITIVE DISPL METER
766 | REGION 5 | TBBM MALANG | 1303-LB05-FM04/00 | FLOW METER / BULK METER NO.04 | 1375LPM | V | AVERY HARDOLL | POSITIVE DISPL METER
767 | REGION 5 | TBBM MALANG | 1303-LB05-FM10/00 | FLOW METER / BULK METER NO.10 | 1333LPM | V | SATAM | POSITIVE DISPL METER
768 | REGION 5 | TBBM MALANG | 1303-LB05-DCV01/00 | CONTROL VALVE METER NO.01 | 4IN-150PSI | V | SATAM | SELENOID VALVE
769 | REGION 5 | TBBM MALANG | 1303-LB05-DCV04/00 | CONTROL VALVE METER NO.04 | 3IN-150PSI | V | SATAM | DELUGE VALVE
770 | REGION 5 | TBBM MALANG | 1303-LB05-DCV10/00 | CONTROL VALVE METER NO.10 | 3IN-150PSI | V | SATAM | SELENOID VALVE
771 | REGION 5 | TBBM MALANG | 1303-LB05-BC01/00 | DISPLAY CONTROL,METER NO.01 | H270XW340X170 MM | V | SATAM | SAPHIR | 601
772 | REGION 5 | TBBM MALANG | 1303-LB05-BC04/00 | DISPLAY CONTROL,METER NO.04 | H270XW340X170 MM | V | SATAM | SAPHIR | 624
773 | REGION 5 | TBBM MALANG | 1303-LB05-BC10/00 | DISPLAY CONTROL,METER NO.10 | H270XW340X170 MM | V | SATAM | SAPHIR | 5038C
774 | REGION 5 | TBBM MALANG | 1303-LB05-STR01/00 | STRAINER,METER NO.01 | 4IN-150PSI | T | SATAM | ASTM A216 WCB
775 | REGION 5 | TBBM MALANG | 1303-LB05-STR04/00 | STRAINER,METER NO.04 | 3IN-150PSI | T | PLENTY | ASTM A216 WCB
776 | REGION 5 | TBBM MALANG | 1303-LB05-STR10/00 | STRAINER,METER NO.10 | 3IN-150PSI | T | PLENTY | ASTM A216 WCB
777 | REGION 5 | TBBM MALANG | 1303-LB05-AS01/00 | AIR ELIMINATOR,METER NO.01 | 11.58 KG/CM2 | Y |  | ASTM A216 WCB
778 | REGION 5 | TBBM MALANG | 1303-LB05-AS04/00 | AIR ELIMINATOR,METER NO.04 | 11.58 KG/CM2 | Y |  | ASTM A216 WCB
779 | REGION 5 | TBBM MALANG | 1303-LB05-AS10/00 | AIR ELIMINATOR,METER NO.10 | 11.58 KG/CM2 | Y |  | ASTM A216 WCB
780 | REGION 5 | TBBM MALANG | 1303-FSU-PP01/00 | PIPING HEADER,FILLING HOUSE PERTALITE | 6IN,SCH40 | V |  | API 5L,GR B
781 | REGION 5 | TBBM MALANG | 1303-FSU-PP02/00 | PIPING HEADER,FILLING HOUSE PERTAMAX | 6IN,SCH40 | V |  | API 5L,GR B
782 | REGION 5 | TBBM MALANG | 1303-FSU-PP03/00 | PIPING HEADER,FILLING HOUSE BIOSOLAR | 6IN,SCH40 | V |  | API 5L,GR B
783 | REGION 5 | TBBM MALANG | 1303-FSU-PP04/00 | PIPING HEADER,FILLING HOUSE PERTADEX | 6IN,SCH40 | V |  | API 5L,GR B
784 | REGION 5 | TBBM MALANG | 1303-FSU-GV01/00 | GATE VALVE HEADER FILLING HOUSE PRODUK 1 | 8IN-150PSI | T | JC | GATE,ASTM A216 WCB
785 | REGION 5 | TBBM MALANG | 1303-FSU-GV02/00 | GATE VALVE HEADER FILLING HOUSE PRODUK 2 | 8IN-150PSI | T | JC | GATE,ASTM A216 WCB
786 | REGION 5 | TBBM MALANG | 1303-FSU-GV03/00 | GATE VALVE HEADER FILLING HOUSE PRODUK 3 | 8IN-150PSI | T | JC | GATE,ASTM A216 WCB
787 | REGION 5 | TBBM MALANG | 1303-FSU-GV04/00 | GATE VALVE HEADER FILLING HOUSE PRODUK 4 | 6IN-150PSI | T | JC | GATE,ASTM A216 WCB
788 | REGION 5 | TBBM MALANG | 1303-FM01-PP01/00 | PIPING FLOW METER,METER NO.01 | 4IN,SCH40 | T |  | API 5L,GR B
789 | REGION 5 | TBBM MALANG | 1303-FM02-PP01/00 | PIPING FLOW METER,METER NO.02 | 4IN,SCH40 | T |  | API 5L,GR B
790 | REGION 5 | TBBM MALANG | 1303-FM03-PP01/00 | PIPING FLOW METER,METER NO.03 | 4IN,SCH40 | T |  | API 5L,GR B
791 | REGION 5 | TBBM MALANG | 1303-FM04-PP01/00 | PIPING FLOW METER,METER NO.04 | 4IN,SCH40 | T |  | API 5L,GR B
792 | REGION 5 | TBBM MALANG | 1303-FM05-PP01/00 | PIPING FLOW METER,METER NO.05 | 4IN,SCH40 | T |  | API 5L,GR B
793 | REGION 5 | TBBM MALANG | 1303-FM06-PP01/00 | PIPING FLOW METER,METER NO.06 | 4IN,SCH40 | T |  | API 5L,GR B
794 | REGION 5 | TBBM MALANG | 1303-FM07-PP01/00 | PIPING FLOW METER,METER NO.07 | 4IN,SCH40 | T |  | API 5L,GR B
795 | REGION 5 | TBBM MALANG | 1303-FM08-PP01/00 | PIPING FLOW METER,METER NO.08 | 4IN,SCH40 | T |  | API 5L,GR B
796 | REGION 5 | TBBM MALANG | 1303-FM09-PP01/00 | PIPING FLOW METER,METER NO.09 | 4IN,SCH40 | T |  | API 5L,GR B
797 | REGION 5 | TBBM MALANG | 1303-FM10-PP01/00 | PIPING FLOW METER,METER NO.10 | 4IN,SCH40 | T |  | API 5L,GR B
798 | REGION 5 | TBBM MALANG | 1303-FM11-PP01/00 | PIPING FLOW METER,METER NO.11 | 4IN,SCH40 | T |  | API 5L,GR B
799 | REGION 5 | TBBM MALANG | 1303-FM12-PP01/00 | PIPING FLOW METER,METER NO.12 | 4IN,SCH40 | T |  | API 5L,GR B
800 | REGION 5 | TBBM MALANG | 1303-FM13-PP01/00 | PIPING FLOW METER,METER NO.13 | 4IN,SCH40 | T |  | API 5L,GR B
801 | REGION 5 | TBBM MALANG | 1303-FM14-PP01/00 | PIPING FLOW METER,METER NO.14 | 4IN,SCH40 | T |  | API 5L,GR B
802 | REGION 5 | TBBM MALANG | 1303-FM15-PP01/00 | PIPING FLOW METER,METER NO.15 | 4IN,SCH40 | T |  | API 5L,GR B
803 | REGION 5 | TBBM MALANG | 1303-FM16-PP01/00 | PIPING FLOW METER,METER NO.16 | 4IN,SCH40 | T |  | API 5L,GR B
804 | REGION 5 | TBBM MALANG | 1303-FM17-PP01/00 | PIPING FLOW METER,METER NO.17 | 4IN,SCH40 | T |  | API 5L,GR B
805 | REGION 5 | TBBM MALANG | 1303-FM18-PP01/00 | PIPING FLOW METER,METER NO.18 | 4IN,SCH40 | T |  | API 5L,GR B
806 | REGION 5 | TBBM MALANG | 1303-FM01-GV01/00 | GATE VALVE INLET PROD 1 FLOW METER NO.01 | 4IN-150PSI | T | GLT | GATE,ASTM A216 WCB
807 | REGION 5 | TBBM MALANG | 1303-FM01-GV02/00 | GATE VALVE INLET PROD 2 FLOW METER NO.01 | 4IN-150PSI | T | GLT | GATE,ASTM A216 WCB
808 | REGION 5 | TBBM MALANG | 1303-FM02-GV01/00 | GATE VALVE INLET PROD 1 FLOW METER NO.02 | 4IN-150PSI | T | GLT | GATE,ASTM A216 WCB
809 | REGION 5 | TBBM MALANG | 1303-FM02-GV02/00 | GATE VALVE INLET PROD 2 FLOW METER NO.02 | 4IN-150PSI | T | GLT | GATE,ASTM A216 WCB
810 | REGION 5 | TBBM MALANG | 1303-FM03-GV01/00 | GATE VALVE INLET PROD 1 FLOW METER NO.03 | 4IN-150PSI | T | ALFA VALVES INDONESIA | GATE,ASTM A216 WCB
811 | REGION 5 | TBBM MALANG | 1303-FM03-GV02/00 | GATE VALVE INLET PROD 2 FLOW METER NO.03 | 4IN-150PSI | T | GLT | GATE,ASTM A216 WCB
812 | REGION 5 | TBBM MALANG | 1303-FM04-GV01/00 | GATE VALVE INLET PROD 1 FLOW METER NO.04 | 4IN-150PSI | T | KITZ | GATE,ASTM A216 WCB
813 | REGION 5 | TBBM MALANG | 1303-FM04-GV02/00 | GATE VALVE INLET PROD 2 FLOW METER NO.04 | 4IN-150PSI | T | GLT | GATE,ASTM A216 WCB
814 | REGION 5 | TBBM MALANG | 1303-FM05-GV01/00 | GATE VALVE INLET PROD 1 FLOW METER NO.05 | 4IN-150PSI | T | KITZ | GATE,ASTM A216 WCB
815 | REGION 5 | TBBM MALANG | 1303-FM05-GV02/00 | GATE VALVE INLET PROD 2 FLOW METER NO.05 | 4IN-150PSI | T | GLT | GATE,ASTM A216 WCB
816 | REGION 5 | TBBM MALANG | 1303-FM06-GV01/00 | GATE VALVE INLET PROD 1 FLOW METER NO.06 | 4IN-150PSI | T | KITZ | GATE,ASTM A216 WCB
817 | REGION 5 | TBBM MALANG | 1303-FM06-GV02/00 | GATE VALVE INLET PROD 2 FLOW METER NO.06 | 4IN-150PSI | T | DIKKERS | GATE,ASTM A216 WCB
818 | REGION 5 | TBBM MALANG | 1303-FM07-GV03/00 | GATE VALVE INLET FLOW METER NO.07 | 4IN-150PSI | T | GLT | GATE,ASTM A216 WCB
819 | REGION 5 | TBBM MALANG | 1303-FM07-GV01/00 | GATE VALVE INLET PROD 1 FLOW METER NO.07 | 4IN-150PSI | T | GLT | GATE,ASTM A216 WCB
820 | REGION 5 | TBBM MALANG | 1303-FM07-GV02/00 | GATE VALVE INLET PROD 2 FLOW METER NO.07 | 4IN-150PSI | T | GLT | GATE,ASTM A216 WCB
821 | REGION 5 | TBBM MALANG | 1303-FM08-GV03/00 | GATE VALVE INLET FLOW METER NO.08 | 4IN-150PSI | T | GLT | GATE,ASTM A216 WCB
822 | REGION 5 | TBBM MALANG | 1303-FM08-GV01/00 | GATE VALVE INLET PROD 1 FLOW METER NO.08 | 4IN-150PSI | T | ALFA VALVES INDONESIA | GATE,ASTM A216 WCB
823 | REGION 5 | TBBM MALANG | 1303-FM08-GV02/00 | GATE VALVE INLET PROD 2 FLOW METER NO.08 | 4IN-150PSI | T | CRANE | GATE,ASTM A216 WCB
824 | REGION 5 | TBBM MALANG | 1303-FM09-GV01/00 | GATE VALVE INLET PROD 1 FLOW METER NO.09 | 4IN-150PSI | T | KITZ | GATE,ASTM A216 WCB
825 | REGION 5 | TBBM MALANG | 1303-FM09-GV02/00 | GATE VALVE INLET PROD 3 FLOW METER NO.09 | 4IN-150PSI | T | KITZ | GATE,ASTM A216 WCB
826 | REGION 5 | TBBM MALANG | 1303-FM10-GV01/00 | GATE VALVE INLET PROD 1 FLOW METER NO.10 | 4IN-150PSI | T | KITZ | GATE,ASTM A216 WCB
827 | REGION 5 | TBBM MALANG | 1303-FM10-GV02/00 | GATE VALVE INLET PROD 3 FLOW METER NO.10 | 4IN-150PSI | T | KITZ | GATE,ASTM A216 WCB
828 | REGION 5 | TBBM MALANG | 1303-FM11-GV01/00 | GATE VALVE INLET PROD 1 FLOW METER NO.11 | 4IN-150PSI | T | GLT | GATE,ASTM A216 WCB
829 | REGION 5 | TBBM MALANG | 1303-FM11-GV02/00 | GATE VALVE INLET PROD 2 FLOW METER NO.11 | 4IN-150PSI | T | GLT | GATE,ASTM A216 WCB
830 | REGION 5 | TBBM MALANG | 1303-FM11-GV03/00 | GATE VALVE INLET PROD 3 FLOW METER NO.11 | 4IN-150PSI | T | GLT | GATE,ASTM A216 WCB
831 | REGION 5 | TBBM MALANG | 1303-FM12-GV01/00 | GATE VALVE INLET PROD 3 NO.1 FM NO.12 | 4IN-150PSI | T | KITZ | GATE,ASTM A216 WCB
832 | REGION 5 | TBBM MALANG | 1303-FM12-GV02/00 | GATE VALVE INLET PROD 4 NO.1 FM NO.12 | 4IN-150PSI | T | KITZ | GATE,ASTM A216 WCB
833 | REGION 5 | TBBM MALANG | 1303-FM12-BV01/00 | BALL VALVE INLET MIX P3&P4 NO1 FM NO.12 | 4IN-150PSI | T | GLT | BALL,ASTM A216 WCB
834 | REGION 5 | TBBM MALANG | 1303-FM12-BV02/00 | BALL VALVE INLET PROD 3 NO.2 FM NO.12 | 4IN-150PSI | T | GLT | BALL,ASTM A216 WCB
835 | REGION 5 | TBBM MALANG | 1303-FM13-GV01/00 | GATE VALVE INLET PROD 1 FLOW METER NO.13 | 4IN-150PSI | T | KITZ | GATE,ASTM A216 WCB
836 | REGION 5 | TBBM MALANG | 1303-FM13-GV02/00 | GATE VALVE INLET PROD 2 FLOW METER NO.13 | 4IN-150PSI | T | KITZ | GATE,ASTM A216 WCB
837 | REGION 5 | TBBM MALANG | 1303-FM14-GV01/00 | GATE VALVE INLET PROD 1 FLOW METER NO.14 | 4IN-150PSI | T | POWELL | GATE,ASTM A216 WCB
838 | REGION 5 | TBBM MALANG | 1303-FM14-GV02/00 | GATE VALVE INLET PROD 2 FLOW METER NO.14 | 4IN-150PSI | T | GLT | GATE,ASTM A216 WCB
839 | REGION 5 | TBBM MALANG | 1303-FM15-GV01/00 | GATE VALVE INLET PROD 1 FLOW METER NO.15 | 4IN-150PSI | T | GLT | GATE,ASTM A216 WCB
840 | REGION 5 | TBBM MALANG | 1303-FM15-GV02/00 | GATE VALVE INLET PROD 2 FLOW METER NO.15 | 4IN-150PSI | T | KSB | GATE,ASTM A216 WCB
841 | REGION 5 | TBBM MALANG | 1303-FM15-GV03/00 | GATE VALVE INLET PROD 3 FLOW METER NO.15 | 4IN-150PSI | T | GLT | GATE,ASTM A216 WCB
842 | REGION 5 | TBBM MALANG | 1303-FM16-GV01/00 | GATE VALVE INLET PROD 1 FLOW METER NO.16 | 4IN-150PSI | T | CRANE | GATE,ASTM A216 WCB
843 | REGION 5 | TBBM MALANG | 1303-FM16-GV02/00 | GATE VALVE INLET PROD 2 FLOW METER NO.16 | 4IN-150PSI | T | CRANE | GATE,ASTM A216 WCB
844 | REGION 5 | TBBM MALANG | 1303-FM17-GV01/00 | GATE VALVE INLET PROD 1 FLOW METER NO.17 | 4IN-150PSI | T | KITZ | GATE,ASTM A216 WCB
845 | REGION 5 | TBBM MALANG | 1303-FM17-GV02/00 | GATE VALVE INLET PROD 2 FLOW METER NO.17 | 4IN-150PSI | T | CRANE | GATE,ASTM A216 WCB
846 | REGION 5 | TBBM MALANG | 1303-FM18-GV01/00 | GATE VALVE INLET PROD 1 FLOW METER NO.18 | 4IN-150PSI | T | GLT | GATE,ASTM A216 WCB
847 | REGION 5 | TBBM MALANG | 1303-FM18-GV02/00 | GATE VALVE INLET PROD 2 FLOW METER NO.18 | 4IN-150PSI | T | GLT | GATE,ASTM A216 WCB
848 | REGION 5 | TBBM MALANG | 1303-FM01-GV03/00 | GATE VALVE OUTLET FLOW METER NO.01 | 4IN-150PSI | T | SHOWA | GATE,ASTM A216 WCB
849 | REGION 5 | TBBM MALANG | 1303-FM02-GV03/00 | GATE VALVE OUTLET FLOW METER NO.02 | 4IN-150PSI | T | KITZ | GATE,ASTM A216 WCB
850 | REGION 5 | TBBM MALANG | 1303-FM03-GV03/00 | GATE VALVE OUTLET FLOW METER NO.03 | 4IN-150PSI | T | KITZ | GATE,ASTM A216 WCB
851 | REGION 5 | TBBM MALANG | 1303-FM04-GV03/00 | GATE VALVE OUTLET FLOW METER NO.04 | 4IN-150PSI | T | KITZ | GATE,ASTM A216 WCB
852 | REGION 5 | TBBM MALANG | 1303-FM05-GV03/00 | GATE VALVE OUTLET FLOW METER NO.05 | 4IN-150PSI | T | CRANE | GATE,ASTM A216 WCB
853 | REGION 5 | TBBM MALANG | 1303-FM06-GV03/00 | GATE VALVE OUTLET FLOW METER NO.06 | 4IN-150PSI | T | DIKKERS | GATE,ASTM A216 WCB
854 | REGION 5 | TBBM MALANG | 1303-FM07-GV04/00 | GATE VALVE OUTLET FLOW METER NO.07 | 4IN-150PSI | T | KITZ | GATE,ASTM A216 WCB
855 | REGION 5 | TBBM MALANG | 1303-FM08-GV04/00 | GATE VALVE OUTLET FLOW METER NO.08 | 4IN-150PSI | T | FC | GATE,ASTM A216 WCB
856 | REGION 5 | TBBM MALANG | 1303-FM09-GV03/00 | GATE VALVE OUTLET FLOW METER NO.09 | 4IN-150PSI | T | DIKKERS | GATE,ASTM A216 WCB
857 | REGION 5 | TBBM MALANG | 1303-FM10-GV03/00 | GATE VALVE OUTLET FLOW METER NO.10 | 4IN-150PSI | T | DIKKERS | GATE,ASTM A216 WCB
858 | REGION 5 | TBBM MALANG | 1303-FM11-GV04/00 | GATE VALVE OUTLET FLOW METER NO.11 | 4IN-150PSI | T | KITZ | GATE,ASTM A216 WCB
859 | REGION 5 | TBBM MALANG | 1303-FM12-GV03/00 | GATE VALVE OUTLET FLOW METER NO.12 | 4IN-150PSI | T | CRANE | GATE,ASTM A216 WCB
860 | REGION 5 | TBBM MALANG | 1303-FM13-GV03/00 | GATE VALVE OUTLET FLOW METER NO.13 | 4IN-150PSI | T | ROWELL | GATE,ASTM A216 WCB
861 | REGION 5 | TBBM MALANG | 1303-FM14-GV03/00 | GATE VALVE OUTLET FLOW METER NO.14 | 4IN-150PSI | T | SHOWA | GATE,ASTM A216 WCB
862 | REGION 5 | TBBM MALANG | 1303-FM15-GV04/00 | GATE VALVE OUTLET FLOW METER NO.15 | 4IN-150PSI | T | CRANE | GATE,ASTM A216 WCB
863 | REGION 5 | TBBM MALANG | 1303-FM16-GV03/00 | GATE VALVE OUTLET FLOW METER NO.16 | 4IN-150PSI | T | CRANE | GATE,ASTM A216 WCB
864 | REGION 5 | TBBM MALANG | 1303-FM17-GV03/00 | GATE VALVE OUTLET FLOW METER NO.17 | 4IN-150PSI | T | CRANE | GATE,ASTM A216 WCB
865 | REGION 5 | TBBM MALANG | 1303-FM18-GV03/00 | GATE VALVE OUTLET FLOW METER NO.18 | 4IN-150PSI | T | DIKKERS | GATE,ASTM A216 WCB
866 | REGION 5 | TBBM MALANG | 1303-LB01-BL07/00 | BOTTOM LOADING ARM NO.07 | 3400 KPA | T | LIQUIP | LYNX SERIES COUPLER
867 | REGION 5 | TBBM MALANG | 1303-BL07-SWL07/00 | SWIVEL JOINT,LOADING ARM,NO.07 | 3400 KPA | T | LIQUIP | LYNX SERIES COUPLER
868 | REGION 5 | TBBM MALANG | 1303-BL07-FL07/00 | FLEXIBLE JOINT,LOADING ARM,NO.07 | 3400KPA | T | LIQUIP | LYNX SERIES COUPLER
869 | REGION 5 | TBBM MALANG | 1303-LB01-BL12/00 | BOTTOM LOADING ARM NO.12 | 3400 KPA | T | LIQUIP | LYNX SERIES COUPLER
870 | REGION 5 | TBBM MALANG | 1303-BL12-SWL12/00 | SWIVEL JOINT,LOADING ARM,NO.12 | 3400 KPA | T | LIQUIP | LYNX SERIES COUPLER
871 | REGION 5 | TBBM MALANG | 1303-BL12-FL12/00 | FLEXIBLE JOINT,LOADING ARM,NO.12 | 3400KPA | T | LIQUIP | LYNX SERIES COUPLER
872 | REGION 5 | TBBM MALANG | 1303-LB01-BL14/00 | BOTTOM LOADING ARM NO.14 | 3400 KPA | T | LIQUIP | LYNX SERIES COUPLER
873 | REGION 5 | TBBM MALANG | 1303-BL14-SWL14/00 | SWIVEL JOINT,LOADING ARM,NO.14 | 3400 KPA | T | LIQUIP | LYNX SERIES COUPLER
874 | REGION 5 | TBBM MALANG | 1303-BL14-FL14/00 | FLEXIBLE JOINT,LOADING ARM,NO.14 | 3400KPA | T | LIQUIP | LYNX SERIES COUPLER
875 | REGION 5 | TBBM MALANG | 1303-LB01-BL15/00 | BOTTOM LOADING ARM NO.15 | 3400 KPA | T | LIQUIP | LYNX SERIES COUPLER
876 | REGION 5 | TBBM MALANG | 1303-BL15-SWL15/00 | SWIVEL JOINT,LOADING ARM,NO.15 | 3400 KPA | T | LIQUIP | LYNX SERIES COUPLER
877 | REGION 5 | TBBM MALANG | 1303-BL15-FL15/00 | FLEXIBLE JOINT,LOADING ARM,NO.15 | 3400KPA | T | LIQUIP | LYNX SERIES COUPLER
880 | REGION 5 | TBBM MALANG | 1303-LB02-BL08/00 | BOTTOM LOADING ARM NO.08 | 3400 KPA | T | LIQUIP | LYNX SERIES COUPLER
881 | REGION 5 | TBBM MALANG | 1303-BL08-SWL08/00 | SWIVEL JOINT,LOADING ARM,NO.08 | 3400 KPA | T | LIQUIP | LYNX SERIES COUPLER
882 | REGION 5 | TBBM MALANG | 1303-BL08-FL08/00 | FLEXIBLE JOINT,LOADING ARM,NO.08 | 3400KPA | T | LIQUIP | LYNX SERIES COUPLER
883 | REGION 5 | TBBM MALANG | 1303-LB02-BL13/00 | BOTTOM LOADING ARM NO.13 | 3400 KPA | T | LIQUIP | LYNX SERIES COUPLER
884 | REGION 5 | TBBM MALANG | 1303-BL13-SWL13/00 | SWIVEL JOINT,LOADING ARM,NO.13 | 3400 KPA | T | LIQUIP | LYNX SERIES COUPLER
885 | REGION 5 | TBBM MALANG | 1303-BL13-FL13/00 | FLEXIBLE JOINT,LOADING ARM,NO.13 | 3400KPA | T | LIQUIP | LYNX SERIES COUPLER
886 | REGION 5 | TBBM MALANG | 1303-LB02-BL18/00 | BOTTOM LOADING ARM NO.18 | 3400 KPA | T | LIQUIP | LYNX SERIES COUPLER
887 | REGION 5 | TBBM MALANG | 1303-BL18-SWL18/00 | SWIVEL JOINT,LOADING ARM,NO.18 | 3400 KPA | T | LIQUIP | LYNX SERIES COUPLER
888 | REGION 5 | TBBM MALANG | 1303-BL18-FL18/00 | FLEXIBLE JOINT,LOADING ARM,NO.18 | 3400KPA | T | LIQUIP | LYNX SERIES COUPLER
890 | REGION 5 | TBBM MALANG | 1303-LB03-BL02/00 | BOTTOM LOADING ARM NO.02 | 3400 KPA | T | LIQUIP | LYNX SERIES COUPLER
891 | REGION 5 | TBBM MALANG | 1303-BL02-SWL02/00 | SWIVEL JOINT,LOADING ARM,NO.02 | 3400 KPA | T | LIQUIP | LYNX SERIES COUPLER
892 | REGION 5 | TBBM MALANG | 1303-BL02-FL02/00 | FLEXIBLE JOINT,LOADING ARM,NO.02 | 3400KPA | T | LIQUIP | LYNX SERIES COUPLER
893 | REGION 5 | TBBM MALANG | 1303-LB04-BL09/00 | BOTTOM LOADING ARM NO.09 | 3400 KPA | T | LIQUIP | LYNX SERIES COUPLER
894 | REGION 5 | TBBM MALANG | 1303-BL09-SWL09/00 | SWIVEL JOINT,LOADING ARM,NO.09 | 3400 KPA | T | LIQUIP | LYNX SERIES COUPLER
895 | REGION 5 | TBBM MALANG | 1303-BL09-FL09/00 | FLEXIBLE JOINT,LOADING ARM,NO.09 | 3400KPA | T | LIQUIP | LYNX SERIES COUPLER
896 | REGION 5 | TBBM MALANG | 1303-LB03-BL16/00 | BOTTOM LOADING ARM NO.16 | 3400 KPA | T | LIQUIP | LYNX SERIES COUPLER
897 | REGION 5 | TBBM MALANG | 1303-BL16-SWL16/00 | SWIVEL JOINT,LOADING ARM,NO.16 | 3400 KPA | T | LIQUIP | LYNX SERIES COUPLER
898 | REGION 5 | TBBM MALANG | 1303-BL16-FL16/00 | FLEXIBLE JOINT,LOADING ARM,NO.16 | 3400KPA | T | LIQUIP | LYNX SERIES COUPLER
899 | REGION 5 | TBBM MALANG | 1303-LB03-BL17/00 | BOTTOM LOADING ARM NO.17 | 3400 KPA | T | LIQUIP | LYNX SERIES COUPLER
900 | REGION 5 | TBBM MALANG | 1303-BL16-SWL17/00 | SWIVEL JOINT,LOADING ARM,NO.17 | 3400 KPA | T | LIQUIP | LYNX SERIES COUPLER
901 | REGION 5 | TBBM MALANG | 1303-BL16-FL17/00 | FLEXIBLE JOINT,LOADING ARM,NO.17 | 3400KPA | T | LIQUIP | LYNX SERIES COUPLER
903 | REGION 5 | TBBM MALANG | 1303-LB03-BL03/00 | BOTTOM LOADING ARM NO.03 | 3400 KPA | T | LIQUIP | LYNX SERIES COUPLER
904 | REGION 5 | TBBM MALANG | 1303-BL03-SWL03/00 | SWIVEL JOINT,LOADING ARM,NO.03 | 3400 KPA | T | LIQUIP | LYNX SERIES COUPLER
905 | REGION 5 | TBBM MALANG | 1303-BL03-FL03/00 | FLEXIBLE JOINT,LOADING ARM,NO.03 | 3400KPA | T | LIQUIP | LYNX SERIES COUPLER
906 | REGION 5 | TBBM MALANG | 1303-LB04-BL05/00 | BOTTOM LOADING ARM NO.05 | 3400 KPA | T | LIQUIP | LYNX SERIES COUPLER
907 | REGION 5 | TBBM MALANG | 1303-BL05-SWL05/00 | SWIVEL JOINT,LOADING ARM,NO.05 | 3400 KPA | T | LIQUIP | LYNX SERIES COUPLER
908 | REGION 5 | TBBM MALANG | 1303-BL05-FL05/00 | FLEXIBLE JOINT,LOADING ARM,NO.05 | 3400KPA | T | LIQUIP | LYNX SERIES COUPLER
909 | REGION 5 | TBBM MALANG | 1303-LB04-BL06/00 | BOTTOM LOADING ARM NO.06 | 3400 KPA | T | LIQUIP | LYNX SERIES COUPLER
910 | REGION 5 | TBBM MALANG | 1303-BL06-SWL06/00 | SWIVEL JOINT,LOADING ARM,NO.06 | 3400 KPA | T | LIQUIP | LYNX SERIES COUPLER
911 | REGION 5 | TBBM MALANG | 1303-BL06-FL06/00 | FLEXIBLE JOINT,LOADING ARM,NO.06 | 3400KPA | T | LIQUIP | LYNX SERIES COUPLER
912 | REGION 5 | TBBM MALANG | 1303-LB03-BL11/00 | BOTTOM LOADING ARM NO.11 | 3400 KPA | T | LIQUIP | LYNX SERIES COUPLER
913 | REGION 5 | TBBM MALANG | 1303-BL11-SWL11/00 | SWIVEL JOINT,LOADING ARM,NO.11 | 3400 KPA | T | LIQUIP | LYNX SERIES COUPLER
914 | REGION 5 | TBBM MALANG | 1303-BL11-FL11/00 | FLEXIBLE JOINT,LOADING ARM,NO.11 | 3400KPA | T | LIQUIP | LYNX SERIES COUPLER
916 | REGION 5 | TBBM MALANG | 1303-LB05-BL01/00 | BOTTOM LOADING ARM NO.01 | 3400 KPA | T | LIQUIP | LYNX SERIES COUPLER
917 | REGION 5 | TBBM MALANG | 1303-BL01-SWL01/00 | SWIVEL JOINT,LOADING ARM,NO.01 | 3400 KPA | T | LIQUIP | LYNX SERIES COUPLER
918 | REGION 5 | TBBM MALANG | 1303-BL01-FL01/00 | FLEXIBLE JOINT,LOADING ARM,NO.01 | 3400KPA | T | LIQUIP | LYNX SERIES COUPLER
919 | REGION 5 | TBBM MALANG | 1303-LB05-BL04/00 | BOTTOM LOADING ARM NO.04 | 3400 KPA | T | LIQUIP | LYNX SERIES COUPLER
920 | REGION 5 | TBBM MALANG | 1303-BL04-SWL04/00 | SWIVEL JOINT,LOADING ARM,NO.04 | 3400 KPA | T | LIQUIP | LYNX SERIES COUPLER
921 | REGION 5 | TBBM MALANG | 1303-BL04-FL04/00 | FLEXIBLE JOINT,LOADING ARM,NO.04 | 3400KPA | T | LIQUIP | LYNX SERIES COUPLER
922 | REGION 5 | TBBM MALANG | 1303-LB05-BL10/00 | BOTTOM LOADING ARM NO.10 | 3400 KPA | T | LIQUIP | LYNX SERIES COUPLER
923 | REGION 5 | TBBM MALANG | 1303-BL10-SWL10/00 | SWIVEL JOINT,LOADING ARM,NO.10 | 3400 KPA | T | LIQUIP | LYNX SERIES COUPLER
924 | REGION 5 | TBBM MALANG | 1303-BL10-FL10/00 | FLEXIBLE JOINT,LOADING ARM,NO.10 | 3400KPA | T | LIQUIP | LYNX SERIES COUPLER
929 | REGION 5 | TBBM MALANG | 1303-FP01-GV01/00 | GATE VALVE INLET FIRE PUMP NO.01 | 8IN-150PSI | T | KITZ | GATE,ASTM A216 WCB
930 | REGION 5 | TBBM MALANG | 1303-FP01-GV02/00 | GATE VALVE OUTLET FIRE PUMP NO.01 | 8IN-150PSI | T | GLT | GATE,ASTM A216 WCB
931 | REGION 5 | TBBM MALANG | 1303-FP01-CV01/00 | CHECK VLAVE FIRE PUMP NO.01 | 8IN | Y | YONE | SWING,ASTM A216 WCB
933 | REGION 5 | TBBM MALANG | 1303-FP01-PG01/00 | VACUUM GAUGE,FIRE PUMP NO.01 | -1 TO 3KG/CM2 | T | WIKA | ANALOG
934 | REGION 5 | TBBM MALANG | 1303-FP01-PG02/00 | PRESSURE GAUGE,FIRE PUMP NO.01 | 0 TO 16KG/CM2 | T | WIKA | ANALOG
937 | REGION 5 | TBBM MALANG | 1303-FP01-GND01/00 | GROUNDING FIRE PUMP NO.01 | <5OHM | V |  | ROD
941 | REGION 5 | TBBM MALANG | 1303-FP02-GV01/00 | GATE VALVE INLET FIRE PUMP NO.02 | 8IN-150PSI | T | KITZ | GATE,ASTM A216 WCB
942 | REGION 5 | TBBM MALANG | 1303-FP02-GV02/00 | GATE VALVE OUTLET FIRE PUMP NO.02 | 8IN-150PSI | T | GLT | GATE,ASTM A216 WCB
943 | REGION 5 | TBBM MALANG | 1303-FP02-STR01/00 | STRAINER,FIRE PUMP NO.02 | 8IN-150PSI | T | CRANE | ASTM A216 WCB
944 | REGION 5 | TBBM MALANG | 1303-FP02-CV01/00 | CHECK VLAVE FIRE PUMP NO.02 | 8IN | Y | YONE | SWING,ASTM A216 WCB
946 | REGION 5 | TBBM MALANG | 1303-FP02-PG01/00 | VACUUM GAUGE,FIRE PUMP NO.02 | -1 TO 3KG/CM2 | T | WIKA | ANALOG
947 | REGION 5 | TBBM MALANG | 1303-FP02-PG02/00 | PRESSURE GAUGE,FIRE PUMP NO.02 | 0 TO 16KG/CM2 | T | WIKA | ANALOG
950 | REGION 5 | TBBM MALANG | 1303-FP02-GND01/00 | GROUNDING FIRE PUMP NO.02 | <5OHM | V |  | ROD
954 | REGION 5 | TBBM MALANG | 1303-JP01-GV01/00 | GATE VALVE INLET JOCKEY PUMP | 2IN-150PSI | T | YOKE | GATE,ASTM A216 WCB
955 | REGION 5 | TBBM MALANG | 1303-JP01-GV02/00 | GATE VALVE OUTLET JOCKEY PUMP | 2IN-150PSI | T | KITZ | GATE,ASTM A216 WCB
956 | REGION 5 | TBBM MALANG | 1303-JP01-CV01/00 | CHECK VLAVE JOCKEY PUMP | 2IN-150PSI | Y | ONDA | SWING,ASTM A216 WCB
957 | REGION 5 | TBBM MALANG | 1303-JP01-PG02/00 | PRESS GAUGE DISCHARGE JOCKEY PUMP | 0 TO 25KG/CM2 | T | WIKA | ANALOG
958 | REGION 5 | TBBM MALANG | 1303-JP01-GND01/00 | GROUNDING JOCKEY PUMP | <5OHM | V |  | ROD
964 | REGION 5 | TBBM MALANG | 1303-PFW-GV06/00 | GATE VALVE FW TO WATER POND NO.03 | 4IN-150PSI | T | CRANE | GATE,ASTM A216 WCB
966 | REGION 5 | TBBM MALANG | 1303-PFW-GV01/00 | GATE VALVE HEADER TO FIRE PUMP | 10IN-150PSI | T | CRANE | GATE,ASTM A216 WCB
967 | REGION 5 | TBBM MALANG | 1303-PFW-GV02/00 | GATE VALVE WATER POND NO.01 | 6IN-150PSI | T | CRANE | GATE,ASTM A216 WCB
981 | REGION 5 | TBBM MALANG | 1303-HYS-APAB01/00 | SHELTER APAB NO.01 | 150 KG | Y | ANSUL | DCP
982 | REGION 5 | TBBM MALANG | 1303-HYS-APAB02/00 | SHELTER APAB NO.02 | 150 KG | Y | ANSUL | DCP
983 | REGION 5 | TBBM MALANG | 1303-HYS-APAB03/00 | SHELTER APAB NO.03 | 150 KG | Y | ANSUL | DCP
984 | REGION 5 | TBBM MALANG | 1303-HYS-APAB04/00 | SHELTER APAB NO.04 | 150 KG | Y | ANSUL | DCP
985 | REGION 5 | TBBM MALANG | 1303-HYS-APAB05/00 | SHELTER APAB NO.05 | 150 KG | Y | ANSUL | DCP
986 | REGION 5 | TBBM MALANG | 1303-HYS-APAB06/00 | SHELTER APAB NO.06 | 150 KG | Y | ANSUL | DCP
987 | REGION 5 | TBBM MALANG | 1303-HYS-APAB07/00 | SHELTER APAB NO.07 | 150 KG | Y | ANSUL | DCP
988 | REGION 5 | TBBM MALANG | 1303-HYS-APAB08/00 | SHELTER APAB NO.08 | 150 KG | Y | ANSUL | DCP
989 | REGION 5 | TBBM MALANG | 1303-HYS-APAB09/00 | SHELTER APAB NO.09 | 150 KG | Y | ANSUL | DCP
990 | REGION 5 | TBBM MALANG | 1303-HYS-APAB10/00 | SHELTER APAB NO.10 | 150 KG | Y | ANSUL | DCP
991 | REGION 5 | TBBM MALANG | 1303-HYS-APAB11/00 | SHELTER APAB NO.11 | 150 KG | Y | ANSUL | DCP
992 | REGION 5 | TBBM MALANG | 1303-HYS-APAB12/00 | SHELTER APAB NO.12 | 150 KG | Y | ANSUL | DCP
993 | REGION 5 | TBBM MALANG | 1303-HYS-APAB13/00 | SHELTER APAB NO.13 | 150 KG | Y | ANSUL | DCP
994 | REGION 5 | TBBM MALANG | 1303-HYS-APAB14/00 | SHELTER APAB FILLINGSHED NO.1 | 150 KG | Y | ANSUL | DCP
1008 | REGION 5 | TBBM MALANG | 1303-HYS-APAR01/00 | BOX APAR NO.01 | 9KG | Y |  | DCP
1009 | REGION 5 | TBBM MALANG | 1303-HYS-APAR02/00 | BOX APAR NO.02 | 9KG | Y |  | DCP
1010 | REGION 5 | TBBM MALANG | 1303-HYS-APAR03/00 | BOX APAR NO.03 | 9KG | Y |  | DCP
1011 | REGION 5 | TBBM MALANG | 1303-HYS-APAR04/00 | BOX APAR NO.04 | 9KG | Y |  | DCP
1012 | REGION 5 | TBBM MALANG | 1303-HYS-APAR05/00 | BOX APAR NO.05 | 9KG | Y |  | DCP
1013 | REGION 5 | TBBM MALANG | 1303-HYS-APAR06/00 | BOX APAR NO.06 | 9KG | Y |  | DCP
1014 | REGION 5 | TBBM MALANG | 1303-HYS-APAR07/00 | BOX APAR NO.07 | 9KG | Y |  | DCP
1015 | REGION 5 | TBBM MALANG | 1303-HYS-APAR08/00 | BOX APAR NO.08 | 9KG | Y |  | DCP
1016 | REGION 5 | TBBM MALANG | 1303-HYS-APAR09/00 | BOX APAR NO.09 | 9KG | Y |  | DCP
1017 | REGION 5 | TBBM MALANG | 1303-HYS-APAR10/00 | BOX APAR NO.10 | 9KG | Y |  | DCP
1018 | REGION 5 | TBBM MALANG | 1303-HYS-APAR11/00 | BOX APAR NO.11 | 9KG | Y |  | DCP
1019 | REGION 5 | TBBM MALANG | 1303-HYS-APAR12/00 | BOX APAR NO.12 | 9KG | Y |  | DCP
1020 | REGION 5 | TBBM MALANG | 1303-HYS-APAR13/00 | BOX APAR NO.13 | 9KG | Y |  | DCP
1021 | REGION 5 | TBBM MALANG | 1303-HYS-APAR14/00 | BOX APAR NO.14 | 9KG | Y |  | DCP
1022 | REGION 5 | TBBM MALANG | 1303-HYS-APAR15/00 | BOX APAR NO.15 | 9KG | Y |  | DCP
1023 | REGION 5 | TBBM MALANG | 1303-HYS-APAR16/00 | BOX APAR NO.16 | 9KG | Y |  | DCP
1024 | REGION 5 | TBBM MALANG | 1303-HYS-APAR17/00 | BOX APAR NO.17 | 9KG | Y |  | DCP
1025 | REGION 5 | TBBM MALANG | 1303-HYS-APAR18/00 | BOX APAR NO.18 | 9KG | Y |  | DCP
1026 | REGION 5 | TBBM MALANG | 1303-HYS-APAR19/00 | BOX APAR NO.19 | 9KG | Y |  | CO2
1027 | REGION 5 | TBBM MALANG | 1303-HYS-APAR20/00 | BOX APAR NO.20 | 9KG | Y |  | CO2
1028 | REGION 5 | TBBM MALANG | 1303-HYS-APAR21/00 | BOX APAR NO.21 | 9KG | Y |  | CO2
1029 | REGION 5 | TBBM MALANG | 1303-HYS-APAR22/00 | BOX APAR NO.22 | 9KG | Y |  | CO2
1030 | REGION 5 | TBBM MALANG | 1303-HYS-APAR23/00 | BOX APAR NO.23 | 9KG | Y |  | CO2
1031 | REGION 5 | TBBM MALANG | 1303-HYS-APAR24/00 | BOX APAR NO.24 | 9KG | Y |  | CO2
1032 | REGION 5 | TBBM MALANG | 1303-HYS-APAR25/00 | BOX APAR NO.25 | 9KG | Y |  | CO2
1033 | REGION 5 | TBBM MALANG | 1303-HYS-APAR26/00 | BOX APAR NO.26 | 9KG | Y |  | CO2
1037 | REGION 5 | TBBM MALANG | 1303-JP01-PF01/00 | PIPING INLET JOCKEY PUMP | 2IN,SCH40 | T |  | API 5L,GR B
1038 | REGION 5 | TBBM MALANG | 1303-JP01-PF02/00 | PIPING OUTLET JOCKEY PUMP | 2IN,SCH40 | T |  | API 5L,GR B
1042 | REGION 5 | TBBM MALANG | 1303-PFW-GV03/00 | GATE VALVE WATER POND NO.02 | 6IN-150PSI | T | CRANE | GATE,ASTM A216 WCB
1043 | REGION 5 | TBBM MALANG | 1303-PFW-GV04/00 | GATE VALVE FIRE WATER TO WATER POND 01 | 8IN-150PSI | T | CRANE | GATE,ASTM A216 WCB
1044 | REGION 5 | TBBM MALANG | 1303-PFW-GV05/00 | GATE VALVE FW TO WATER POND NO.01 | 8IN-150PSI | T | CRANE | GATE,ASTM A216 WCB
1045 | REGION 5 | TBBM MALANG | 1303-PFW-PF06/00 | PIPING WATER POND NO.03 | 3IN,SCH40 | T |  | API 5L,GR B
1046 | REGION 5 | TBBM MALANG | 1303-PFW-GV07/00 | GATE VALVE WATER POND NO.03 | 3IN-150PSI | T | CRANE | GATE,ASTM A216 WCB
1048 | REGION 5 | TBBM MALANG | 1303-PFW-GV08/00 | GATE VALVE FIRE WATER WALL NO.01 | 4IN-150PSI | T | ALFA VALVES INDONESIA | GATE,ASTM A216 WCB
1049 | REGION 5 | TBBM MALANG | 1303-PFW-GV09/00 | GATE VALVE FIRE WATER WALL NO.02 | 4IN-150PSI | T | FBV | GATE,ASTM A216 WCB
1058 | REGION 5 | TBBM MALANG | 1303-FOS-GV01/00 | GATE VALVE SUCTION FOAM PUMP NO.01 | 4IN-150PSI | T | CRANE | GATE,ASTM A216 WCB
1059 | REGION 5 | TBBM MALANG | 1303-FOS-GV02/00 | GATE VALVE DISCHARGE FOAM PUMP NO.01 | 4IN-150PSI | T | GLT | GATE,ASTM A216 WCB
1060 | REGION 5 | TBBM MALANG | 1303-FOS-FOM01/00 | PORTABLE FOAM MONITOR NO.01 | 100 L | Y | ANSUL | PORTABLE
1061 | REGION 5 | TBBM MALANG | 1303-FOS-FOM02/00 | PORTABLE FOAM MONITOR NO.02 | 100 L | Y | ANSUL | PORTABLE
1062 | REGION 5 | TBBM MALANG | 1303-PWR-PNL01/00 | PANEL INCOMING PLN | L130XH158XW75 CM | T | YORITSO
1063 | REGION 5 | TBBM MALANG | 1303-DEG-DE01/00 | GENERATOR ENGINE NO.01 | 250KVA, 400V | V | FG WILSON | P250HE | FGWNAVOIHFOA03884
1064 | REGION 5 | TBBM MALANG | 1303-DEG-G01/00 | GENERATOR NO.01 | 250KVA | V
1065 | REGION 5 | TBBM MALANG | 1303-DEG-T01/00 | FUEL TANK,GENERATOR NO.01 | L390XH150XW130 CM | T
1066 | REGION 5 | TBBM MALANG | 1303-SWG-SWG01/00 | SWITCHGEAR NO.01 | 240KVA/50HZ,630A | T | ABB | MECHANICAL
1067 | REGION 5 | TBBM MALANG | 1303-SWG-MCC08/00 | PANEL MCC/LVMDP | 380V,630A,36KA | T
1073 | REGION 5 | TBBM MALANG | 1303-SWG-MCC06/00 | PANEL POMPA PRODUK NO.06 | 250 A | T | SIEMENS
1074 | REGION 5 | TBBM MALANG | 1303-SWG-MCC07/00 | PANEL POMPA PRODUK NO.07 | 100 A | T | SCHNEIDER
1077 | REGION 5 | TBBM MALANG | 1303-WB3-SDB01/00 | BAK DRYING BED NO.01 | 36 M3 | Y
1078 | REGION 5 | TBBM MALANG | 1303-WB3-SDB02/00 | BAK DRYING BED NO.02 | 36 M3 | Y
1079 | REGION 5 | TBBM MALANG | 1303-OCR-OC01/00 | OIL CATCHER NO.01 | 15 M3 | T | DRAINAGE
1080 | REGION 5 | TBBM MALANG | 1303-OC01-GV01/00 | GATE VALVE OIL CATCHER NO.1 | 4IN-150PSI | T | CRANE | GATE,ASTM A216 WCB
1081 | REGION 5 | TBBM MALANG | 1303-OCR-OC02/00 | OIL CATCHER NO.02 | 15 M3 | T | DRAINAGE
1082 | REGION 5 | TBBM MALANG | 1303-OC02-GV01/00 | GATE VALVE OIL CATCHER NO.2 | 4IN-150PSI | T | CRANE | GATE,ASTM A216 WCB
1083 | REGION 5 | TBBM MALANG | 1303-OCR-OC03/00 | OIL CATCHER NO.03 | 15 M3 | T | DRAINAGE
1084 | REGION 5 | TBBM MALANG | 1303-OC03-GV01/00 | GATE VALVE OIL CATCHER NO.3 | 4IN-150PSI | T | CRANE | GATE,ASTM A216 WCB
1085 | REGION 5 | TBBM MALANG | 1303-OCR-OC04/00 | OIL CATCHER NO.04 | 15 M3 | T | DRAINAGE
1086 | REGION 5 | TBBM MALANG | 1303-OC04-GV01/00 | GATE VALVE OIL CATCHER NO.4 | 4IN-150PSI | T | CRANE | GATE,ASTM A216 WCB
1087 | REGION 5 | TBBM MALANG | 1303-OCR-OC05/00 | OIL CATCHER NO.05 | 15 M3 | T | DRAINAGE
1088 | REGION 5 | TBBM MALANG | 1303-OC05-GV01/00 | GATE VALVE OIL CATCHER NO.5 | 4IN-150PSI | T | CRANE | GATE,ASTM A216 WCB
1089 | REGION 5 | TBBM MALANG | 1303-OCR-OC06/00 | OIL CATCHER NO.06 | 15 M3 | T | DRAINAGE
1090 | REGION 5 | TBBM MALANG | 1303-OC06-GV01/00 | GATE VALVE OIL CATCHER NO.6 | 4IN-150PSI | T | CRANE | GATE,ASTM A216 WCB
1091 | REGION 5 | TBBM MALANG | 1303-MBL-FLT01/00 | FORKLIFT | 2000 KG | Y | CATERPILLAR | HIDROLIC
1092 | REGION 5 | TBBM MALANG | 1303-MBL-FP03/00 | PORTABLE,FIRE PUMP,NO.01 | 500 GPM | T | ZIEGLER
1093 | REGION 5 | TBBM MALANG | 1303-MBL-FP04/00 | PORTABLE,ENGINE PUMP NO.01 |  | T | ZIEGLER
1094 | REGION 5 | TBBM MALANG | 1303-LAB-DST01/00 | DISTILASI ANALYZER NO.01 | 100ML | V | HERZOG OPTIDIST | ASTM D86
1095 | REGION 5 | TBBM MALANG | 1303-LAB-DST02/00 | DISTILASI ANALYZER NO.02 | 100ML | T | HERZOG | HAD 620
1096 | REGION 5 | TBBM MALANG | 1303-LAB-FPT01/00 | FLASH POINT TESTER NO.01 | 10ML | V | TANAKA | ASTM D93
1097 | REGION 5 | TBBM MALANG | 1303-LAB-FPT02/00 | FLASH POINT TESTER NO.02 | 10ML | T | HERZOG | HFP 380
1098 | REGION 5 | TBBM MALANG | 1303-LAB-WA01/00 | WATER CONTENT ANALYZER NO.01 | 10ML | V | NITTISEIKO | MOISTURE METER CA-31
1099 | REGION 5 | TBBM MALANG | 1303-LAB-SA01/00 | SULFUR CONTENT ANALYZER NO.01 | 10ML | V | HORIBA | SLFA-6100
1100 | REGION 5 | TBBM MALANG | 1303-LAB-EW01/00 | EYEWASH LABORATORY NO.01 |  | T
1101 | REGION 5 | TBBM MALANG | 1303-HYS-APAR27/00 | BOX APAR OFFICE NO.01 | 9KG | Y |  | DCP
1102 | REGION 5 | TBBM MALANG | 1303-HYS-APAR28/00 | BOX APAR OFFICE NO.02 | 9KG | Y |  | DCP
1103 | REGION 5 | TBBM MALANG | 1303-HYS-APAR29/00 | BOX APAR OFFICE NO.03 | 9KG | Y |  | DCP
1104 | REGION 5 | TBBM MALANG | 1303-HYS-APAR30/00 | BOX APAR OFFICE NO.04 | 9KG | Y |  | DCP
1105 | REGION 5 | TBBM MALANG | 1303-HYS-APAR31/00 | BOX APAR OFFICE NO.05 | 9KG | Y |  | DCP
1106 | REGION 5 | TBBM MALANG | 1303-HYS-APAR32/00 | BOX APAR OFFICE NO.06 | 9KG | Y |  | CO2
1107 | REGION 5 | TBBM MALANG | 1303-HYS-APAR33/00 | BOX APAR OFFICE NO.07 | 9KG | Y |  | CO2
1108 | REGION 5 | TBBM MALANG | 1303-HYS-APAR34/00 | BOX APAR OFFICE NO.08 | 9KG | Y |  | CO2
1109 | REGION 5 | TBBM MALANG | 1303-HYS-APAR35/00 | BOX APAR OFFICE NO.09 | 9KG | Y |  | CO2
1110 | REGION 5 | TBBM MALANG | 1303-HYS-APAR36/00 | BOX APAR OFFICE NO.10 | 9KG | Y |  | CO2
1130 | REGION 5 | TBBM MALANG | 1303-FSU-PF05/00 | PIPING INLET WATER SPRAY FILLING BAY | 4IN-SCH40 | T |  | API 5L,GR B
1131 | REGION 5 | TBBM MALANG | 1303-FSU-GV05/00 | GATE VALVE WATER SPRAY FILLING BAY | 4IN-150PSI | T | DIKKERS | GATE,ASTM A216 WCB
1132 | REGION 5 | TBBM MALANG | 1303-FSU-STR01/00 | STRAINER,WATER SPRAY,FILLING BAY | 4IN-150PSI | T
1133 | REGION 5 | TBBM MALANG | 1303-FSU-WS01/00 | WATER SPRAY FILLING BAY 01 | 7850 KG/CM3 | T
1134 | REGION 5 | TBBM MALANG | 1303-FSU-WS02/00 | WATER SPRAY FILLING BAY 02 | 7850 KG/CM3 | T
1135 | REGION 5 | TBBM MALANG | 1303-FSU-WS03/00 | WATER SPRAY FILLING BAY 03 | 7850 KG/CM3 | T
1136 | REGION 5 | TBBM MALANG | 1303-FSU-WS04/00 | WATER SPRAY FILLING BAY 04 | 7850 KG/CM3 | T
1137 | REGION 5 | TBBM MALANG | 1303-FSU-WS05/00 | WATER SPRAY FILLING BAY 05 | 7850 KG/CM3 | T
1138 | REGION 5 | TBBM MALANG | 1303-TFA-GV01/00 | GATE VALVE CONNECT T-10 AND T-05 | 6IN-150PSI | T | GLT | GATE,ASTM A216 WCB
1139 | REGION 5 | TBBM MALANG | 1303-TFA-GV02/00 | GATE VALVE CONNECT T-02 AND T-06 | 6IN-150PSI | T | CRANE | GATE,ASTM A216 WCB
1140 | REGION 5 | TBBM MALANG | 1303-TFA-GV03/00 | GATE VALVE CONNECT T08 AND PIPE PERTAMAX | 6IN-150PSI | T | KITZ | GATE,ASTM A216 WCB
1141 | REGION 5 | TBBM MALANG | 1303-TFA-GV04/00 | GATE VALVE CONNECT PIPE BIOSOLAR AND T06 | 6IN-150PSI | T | KITZ | GATE,ASTM A216 WCB
1142 | REGION 5 | TBBM MALANG | 1303-TFA-GV05/00 | GATE VALVE CONNECT T03 AND PIPE PERTAMAX | 6IN-150PSI | T | KITZ | GATE,ASTM A216 WCB
1143 | REGION 5 | TBBM MALANG | 1303-TFA-GV06/00 | GATE VALVE CONNECT T4 AND PIPE PERTALITE | 6IN-150PSI | T | CRANE | GATE,ASTM A216 WCB
1144 | REGION 5 | TBBM MALANG | 1303-TFA-GV07/00 | GATE VALVE CONNECT T03 AND T04 PERTALITE | 6IN-150PSI | T | DIKKERS | GATE,ASTM A216 WCB
1145 | REGION 5 | TBBM MALANG | 1303-TFA-GV08/00 | GATE VALVE CONNECT T04 AND PIPE BIOSOLAR | 6IN-150PSI | T | GLT | GATE,ASTM A216 WCB
1146 | REGION 5 | TBBM MALANG | 1303-TFA-GV09/00 | GATE VALVE CONNECT T03 AND T04 BI0S0LAR | 6IN-150PSI | T | GLT | GATE,ASTM A216 WCB
1147 | REGION 5 | TBBM MALANG | 1303-TFA-GV10/00 | GATE VALVE CONNECT PIPE PERTAMAX TO T03 | 6IN-150PSI | T | KITZ | GATE,ASTM A216 WCB
1148 | REGION 5 | TBBM MALANG | 1303-T02-STR01/00 | STRAINER FIRE WATER TANK T-02 | 3IN-150PSI | T | GLT
1149 | REGION 5 | TBBM MALANG | 1303-T04-STR01/00 | STRAINER FIRE WATER TANK T-04 | 3IN-150PSI | T | GLT
1150 | REGION 5 | TBBM MALANG | 1303-T08-STR01/00 | STRAINER FIRE WATER TANK T-08 | 4IN-150PSI | T | GLT
1151 | REGION 5 | TBBM MALANG | 1303-T10-STR01/00 | STRAINER FIRE WATER TANK T-10 | 3IN-150PSI | T | GLT
1156 | REGION 5 | TBBM MALANG | 1303-T03-STR01/00 | STRAINER FOAM SYSTEM TANK T-03 | 4IN-150PSI | T | GLT
1157 | REGION 5 | TBBM MALANG | 1303-T05-STR01/00 | STRAINER FOAM SYSTEM TANK T-05 | 4IN-150PSI | T | GLT
1158 | REGION 5 | TBBM MALANG | 1303-T06-STR01/00 | STRAINER FOAM SYSTEM TANK T-06 | 4IN-150PSI | T | GLT
1159 | REGION 5 | TBBM MALANG | 1303-T07-STR01/00 | STRAINER FOAM SYSTEM TANK T-07 | 4IN-150PSI | T | GLT
1160 | REGION 5 | TBBM MALANG | 1303-T10-STR02/00 | STRAINER FOAM SYSTEM TANK T-10 | 4IN-150PSI | T | GLT
1168 | REGION 5 | TBBM MALANG | 1303-PFW-GV10/00 | GATE VALVE HEADER FIRE WATER TO T-01 | 4IN-150PSI | T | FBV | GATE,ASTM A216 WCB
1169 | REGION 5 | TBBM MALANG | 1303-PFW-GV11/00 | GATE VALVE HEADER FIRE WATER TO T-02 | 4IN-150PSI | T | FBV | GATE,ASTM A216 WCB
1170 | REGION 5 | TBBM MALANG | 1303-PFW-GV12/00 | GATE VALVE HEADER FIRE WATER TO T-03 | 4IN-150PSI | T | FBV | GATE,ASTM A216 WCB
1171 | REGION 5 | TBBM MALANG | 1303-PFW-GV13/00 | GATE VALVE HEADER FIRE WATER TO T-04 | 4IN-150PSI | T | FBV | GATE,ASTM A216 WCB
1172 | REGION 5 | TBBM MALANG | 1303-PFW-GV14/00 | GATE VALVE HEADER FIRE WATER TO T-05 | 4IN-150PSI | T | FBV | GATE,ASTM A216 WCB
1173 | REGION 5 | TBBM MALANG | 1303-PFW-GV15/00 | GATE VALVE HEADER FIRE WATER TO T-06 | 4IN-150PSI | T | FBV | GATE,ASTM A216 WCB
1174 | REGION 5 | TBBM MALANG | 1303-PFW-GV16/00 | GATE VALVE HEADER FIRE WATER TO T-07 | 4IN-150PSI | T | FBV | GATE,ASTM A216 WCB
1175 | REGION 5 | TBBM MALANG | 1303-PFW-GV17/00 | GATE VALVE HEADER FIRE WATER TO T-08 | 4IN-150PSI | T | FBV | GATE,ASTM A216 WCB
1176 | REGION 5 | TBBM MALANG | 1303-PFW-GV18/00 | GATE VALVE HEADER FIRE WATER TO T-09 | 4IN-150PSI | T | FBV | GATE,ASTM A216 WCB
1177 | REGION 5 | TBBM MALANG | 1303-PFW-GV19/00 | GATE VALVE HEADER FIRE WATER TO T-10 | 4IN-150PSI | T | FBV | GATE,ASTM A216 WCB
1178 | REGION 5 | TBBM MALANG | 1303-PFW-GV20/00 | GATE VALVE HEADER FIRE WATER SPARE | 4IN-150PSI | T | FBV | GATE,ASTM A216 WCB
1179 | REGION 5 | TBBM MALANG | 1303-PFW-GV21/00 | GATE VALVE HEADER FIRE WATER SPARE | 4IN-150PSI | T | FBV | GATE,ASTM A216 WCB
1180 | REGION 5 | TBBM MALANG | 1303-PFW-GV22/00 | GATE VALVE HEADER FIRE WATER SPARE | 4IN-150PSI | T | FBV | GATE,ASTM A216 WCB
1181 | REGION 5 | TBBM MALANG | 1303-PFW-GV23/00 | GATE VALVE HEADER FIRE WATER SPARE | 4IN-150PSI | T | FBV | GATE,ASTM A216 WCB
1194 | REGION 5 | TBBM MALANG | 1303-T01-DH01/00 | DIP HATCH TANK T-01 | 6IN | Y | WHESSOE LTD
1195 | REGION 5 | TBBM MALANG | 1303-T08-DH01/00 | DIP HATCH TANK T-08 | 6IN | Y | WHESSOE LTD
1196 | REGION 5 | TBBM MALANG | 1303-T10-DH01/00 | DIP HATCH TANK T-10 | 6IN | Y | WHESSOE LTD
1197 | REGION 5 | TBBM MALANG | 1303-RF1-PP02/00 | PIPING RECEIVING FUEL PERTALITE | 6IN,SCH40 | V |  | API 5L,GR B
1198 | REGION 5 | TBBM MALANG | 1303-PSU-PP05/00 | PIPING PERTALITE TO PUMP P-12 | 6IN,SCH40 | V |  | API 5L,GR B
1199 | REGION 5 | TBBM MALANG | 1303-PSU-PP06/00 | PIPING PERTAMAX PUMP SYSTEM | 6IN,SCH40 | T |  | API 5L,GR B
1200 | REGION 5 | TBBM MALANG | 1303-TFA-PP09/00 | PIPING PERTAMAX TANK FARM AREA | 6IN,SCH40 | T |  | API 5L,GR B
1201 | REGION 5 | TBBM MALANG | 1303-TFA-PP10/00 | PIPING PERTAMAX TANK FARM AREA | 6IN,SCH40 | T |  | API 5L,GR B
1202 | REGION 5 | TBBM MALANG | 1303-TFA-PP11/00 | PIPING BIOSOLAR TANK FARM AREA | 6IN,SCH40 | T |  | API 5L,GR B
1203 | REGION 5 | TBBM MALANG | 1303-TFA-PP12/00 | PIPING BIOSOLAR TANK FARM AREA | 6IN,SCH40 | T |  | API 5L,GR B
1204 | REGION 5 | TBBM MALANG | 1303-PWR-TRF01/00 | TRANSFORMATOR 01 | 250KVA | T
1205 | REGION 5 | TBBM MALANG | 1303-SWG-ATS01/00 | AUTOMATIC TRANFER SWITCH | 630A | T
1206 | REGION 5 | TBBM MALANG | 1303-FNG-BEA01/00 | SOUNDER BEACON 01 POS SECURITY/GATE |  | V
1207 | REGION 5 | TBBM MALANG | 1303-FNG-BEA02/00 | SOUNDER BEACON 02 PUMP STATION |  | V
1208 | REGION 5 | TBBM MALANG | 1303-FNG-SIR01/00 | SIRINE AREA REAR TANK T-05 |  | V
1209 | REGION 5 | TBBM MALANG | 1303-FNG-SIR02/00 | SIRINE AREA SCRAB |  | V
1210 | REGION 5 | TBBM MALANG | 1303-HYS-GV01/00 | GATE VALVE FFM FIRE WATER,TF NO.1 | 3IN-150PSI | Y | KITZ | GATE,A216-WCB
1211 | REGION 5 | TBBM MALANG | 1303-HYS-GV02/00 | GATE VALVE FFM FIRE WATER,TF NO.2 | 3IN-150PSI | Y | KITZ | GATE,A216-WCB
1212 | REGION 5 | TBBM MALANG | 1303-HYS-GV03/00 | GATE VALVE FFM FIRE WATER,TF NO.3 | 3IN-150PSI | Y | KITZ | GATE,A216-WCB
1213 | REGION 5 | TBBM MALANG | 1303-HYS-GV04/00 | GATE VALVE FFM FIRE WATER,TF NO.4 | 3IN-150PSI | Y | KITZ | GATE,A216-WCB
1214 | REGION 5 | TBBM MALANG | 1303-HYS-GV05/00 | GATE VALVE FFM FIRE WATER,TF NO.5 | 3IN-150PSI | Y | KITZ | GATE,A216-WCB
1216 | REGION 5 | TBBM MALANG | 1303-HYS-APAR37/00 | BOX APAR RUMAH DINAS NO.01 | 9KG | Y |  | DCP
1217 | REGION 5 | TBBM MALANG | 1303-PFW-BV01/00 | BALL VALVE WATER POND 01 | 2IN-150PSI | T | KITZ | BALL,ASTM A216 WCB
1218 | REGION 5 | TBBM MALANG | 1303-PFW-BV02/00 | BALL VALVE WATER POND 02 | 2IN-150PSI | T | KITZ | BALL,ASTM A216 WCB
1219 | REGION 5 | TBBM MALANG | 1303-PFW-PG01/00 | PRESSURE GAUGE FIRE WATER | 0-25KG/CM2 | Y | WIKA
1220 | REGION 5 | TBBM MALANG | 1303-PFW-FM01/00 | FLOW METER WATER POND 01 | 0-2500USGPM | Y | GVI
1223 | REGION 5 | TBBM MALANG | 1303-PFW-GV24/00 | GATE VALVE FIRE WATER BLIND END HYDRANT | 4IN-150PSI | T | KITZ | GATE,ASTM A216 WCB
1224 | REGION 5 | TBBM MALANG | 1303-PFW-GV25/00 | GATE VALVE FIRE WATER BLIND FLANGE | 4IN-150PSI | T | KITZ | GATE,ASTM A216 WCB
1225 | REGION 5 | TBBM MALANG | 1303-PFW-GV26/00 | GATE VALVE FIRE WATER TO RING SYSTEM | 8IN-150PSI | T | GLT | GATE,ASTM A216 WCB
1226 | REGION 5 | TBBM MALANG | 1303-PFW-GV27/00 | GATE VALVE FIRE WATER RING SYSTEM | 8IN-150PSI | T | GLT | GATE,ASTM A216 WCB
1227 | REGION 5 | TBBM MALANG | 1303-PFW-GV28/00 | GATE VALVE FIRE WATER END LINE HYDRANT | 4IN-150PSI | T | KITZ | GATE,ASTM A216 WCB
1228 | REGION 5 | TBBM MALANG | 1303-FP02-GV03/00 | GATE VALVE OUTLT FIRE PUMP TO RING SYSTM | 8IN-150PSI | T | CRANE | GATE,ASTM A216 WCB
1229 | REGION 5 | TBBM MALANG | 1303-FP01-GV03/00 | GATE VALVE OUTLT PRV TO WATER POND 02 | 6IN-150PSI | T | KITZ | GATE,ASTM A216 WCB
1230 | REGION 5 | TBBM MALANG | 1303-FP02-SG01/00 | SIGHT GLASS OUTLT PRV TO WATER POND 02 | 6X8IN | T | FINSA | V1091
1231 | REGION 5 | TBBM MALANG | 1303-PFW-CV01/00 | CHECK VALVE FIRE WATER BLIND FLANGE | 4IN-150PSI | T | KITZ | SWING,ASTM A216 WCB